## Главная
HYUNDAI HEAVY INDUSTRIES CO., LTD.
Прайс-лист по низковольтной защитно-коммутационной
и преобразовательной технике
пр-ва HYUNDAI
ТОВ "Техноелектро"
Україна, 61166, м. Харків
пр. Науки 40, офіс 530а,
+38 (099) 184-62-14, (067) 376-84-96
Email: info@tekhar.com
URL: www.tekhar.com
Внизу страницы выберете закладку с интересующим вас оборудованием
Вернуться на сайт Техноэлектро >>>

## Возд. авт. IAN
ACB- Price List |  | ООО "Техноэлектро", тел.: +38 (057) 780-26-94
No. | Item | Specification | Цена USD c НДС
AA. Air Circuit Breaker (Accessory is NOT included. SP-ACB Acc'y shall be referred)
1 | IAN063FH0 00000 | 3P, 630A, Fixed, without option | 1535.16
2 | IAN063FH0 20S2T | 3P, 630A, Fixed, Manual Charging, APR-1L-AL | 2139.06
3 | IAN063FM2 20S2T | 3P, 630A, Fixed, Motor Charging, APR-1L-AL | 2430.34
4 | IAN063DH0 00000 | 3P, 630A, Draw-Out, without option | 2124.76
5 | IAN063DH0 20S2T | 3P, 630A, Draw-Out, Manual Charging, APR-1L-AL | 2728.66
6 | IAN063DM2 20S2T | 3P, 630A, Draw-Out, Motor Charging, APR-1L-AL | 3020.16
7 | IAN083FH0 00000 | 3P, 800A, Fixed, without option | 1644.06
8 | IAN083FH0 20S2H | 3P, 800A, Fixed, Manual Charging, APR-1L-AL | 2247.96
9 | IAN083FM2 20S2H | 3P, 800A, Fixed, Motor Charging, APR-1L-AL | 2539.46
10 | IAN083DH0 00000 | 3P, 800A, Draw-Out, without option | 2237.4
11 | IAN083DH0 20S2H | 3P, 800A, Draw-Out, Manual Charging, APR-1L-AL | 2841.3
12 | IAN083DM2 20S2H | 3P, 800A, Draw-Out, Motor Charging, APR-1L-AL | 3130.82
13 | IAN103FH0 00000 | 3P, 1000A, Fixed, without option | 1769.24
14 | IAN103FH0 20S2J | 3P, 1000A, Fixed, Manual Charging, APR-1L-AL | 2373.14
15 | IAN103FM2 20S2J | 3P, 1000A, Fixed, Motor Charging, APR-1L-AL | 2664.64
16 | IAN103DH0 00000 | 3P, 1000A, Draw-Out, without option | 2360.6
17 | IAN103DH0 20S2J | 3P, 1000A, Draw-Out, Manual Charging, APR-1L-AL | 2964.72
18 | IAN103DM2 20S2J | 3P, 1000A, Draw-Out, Motor Charging, APR-1L-AL | 3254.24
19 | IAN123FH0 00000 | 3P, 1250A, Fixed, without option | 1940.84
20 | IAN123FH0 20S2K | 3P, 1250A, Fixed, Manual Charging, APR-1L-AL | 2546.5
21 | IAN123FM2 20S2K | 3P, 1250A, Fixed, Motor Charging, APR-1L-AL | 2836.02
22 | IAN123DH0 00000 | 3P, 1250A, Draw-Out, without option | 2573.12
23 | IAN123DH0 20S2K | 3P, 1250A, Draw-Out, Manual Charging, APR-1L-AL | 3177.24
24 | IAN123DM2 20S2K | 3P, 1250A, Draw-Out, Motor Charging, APR-1L-AL | 3468.52
25 | IAN163FH0 00000 | 3P, 1600A, Fixed, without option | 2080.1
26 | IAN163FH0 20S2L ADAGB6 | 3P, 1600A, Fixed, Manual Charging, APR-1L-GL, Cycle Counter, Door Flange, Spring Charged Switch, | 2772
27 | IAN163FM2 20S2L | 3P, 1600A, Fixed, Motor Charging, APR-1L-AL | 3028.96
28 | IAN163DH0 00000 | 3P, 1600A, Draw-Out, without option | 2709.08
29 | IAN163DH0 20S2L ADAEAGAXB6 | 3P, 1600A, Draw-Out, Manual Charging, APR-1L-GL, Cycle Counter, Safety Shutter, Door Flange, Arc Shield, Spring Charged Switch, | 3687.42
30 | IAN163DM2 20S2L | 3P, 1600A, Draw-Out, Motor Charging, APR-1L-AL | 3656.18
31 | IAN203FH0 00000 | 3P, 2000A, Fixed, without option | 2385.68
32 | IAN203FH0 20S2M ADAGB6 | 3P, 2000A, Fixed, Manual Charging, APR-1L-GL, Cycle Counter, Door Flange, Spring Charged Switch, | 3080
33 | IAN203FM2 20S2M | 3P, 2000A, Fixed, Motor Charging, APR-1L-AL | 3334.54
34 | IAN203DH0 00000 | 3P, 2000A, Draw-Out, without option | 3443.44
35 | IAN203DH0 20S2M ADAEAGAXB6 | 3P, 2000A, Draw-Out, Manual Charging, APR-1L-GL Cycle Counter, Safety Shutter, Door Flange, Arc Shield, Spring Charged Switch, | 4443.12
36 | IAN203DM2 20S2M | 3P, 2000A, Draw-Out, Motor Charging, APR-1L-AL | 4392.3
37 | IAN253FH0 00000 | 3P, 2500A, Fixed, without option | 2612.72
38 | IAN253FH0 20S2N ADAGB6 | 3P, 2500A, Fixed, Manual Charging, APR-1L-GL Cycle Counter, Door Flange, Spring Charged Switch, | 3393.5
39 | IAN253FM2 20S2N | 3P, 2500A, Fixed, Motor Charging, APR-1L-AL | 3561.58
40 | IAN253DH0 00000 | 3P, 2500A, Draw-Out, without option | 4099.26
41 | IAN253DH0 20S2N ADAEAGAXB6 | 3P, 2500A, Draw-Out, Manual Charging, APR-1L-GL, Cycle Counter, Safety Shutter, Door Flange, Arc Shield, Spring Charged Switch, | 5098.94
42 | IAN253DM2 20S2N | 3P, 2500A, Draw-Out, Motor Charging, APR-1L-AL | 5046.58
43 | IAN323FH0 00000 | 3P, 3200A, Fixed, without option | 3089.68
44 | IAN323FH0 20S2P | 3P, 3200A, Fixed, Manual Charging, APR-1L-AL | 3760.02
45 | IAN323FM2 20S2P | 3P, 3200A, Fixed, Motor Charging, APR-1L-AL | 4049.32
46 | IAN323DH0 00000 | 3P, 3200A, Draw-Out, without option | 4797.98
47 | IAN323DH0 20S2P | 3P, 3200A, Draw-Out, Manual Charging, APR-1L-AL | 5468.1
48 | IAN323DM2 20S2P | 3P, 3200A, Draw-Out, Motor Charging, APR-1L-AL | 5759.38
49 | IAN403DH0 00000 | 3P, 4000A, Draw-Out, without option | 8495.3
50 | IAN403DH0 20S2Q | 3P, 4000A, Draw-Out, Manual Charging, APR-1L-AL | 9274.32
51 | IAN403DM2 20S2Q | 3P, 4000A, Draw-Out, Motor Charging, APR-1L-AL | 9563.84
52 | IAN503DH0 00000 | 3P, 5000A, Draw-Out, without option | 14059.76
53 | IAN503DH0 20S2S | 3P, 5000A, Draw-Out, Manual Charging, APR-1L-AL | 14976.5
54 | IAN503DM2 20S2S | 3P, 5000A, Draw-Out, Motor Charging, APR-1L-AL | 15267.78
55 | IAN633DH0 00000 | 3P, 6300A, Draw-Out, without option | 15832.3
56 | IAN633DH0 20S2X | 3P, 6300A, Draw-Out, Manual Charging, APR-1L-AL | 16831.32
57 | IAN633DM2 20S2X | 3P, 6300A, Draw-Out, Motor Charging, APR-1L-AL | 17122.82
58 | IAN064FH0 00000 | 4P, 630A, Fixed, without option | 2029.94
59 | IAN064FH0 20S2T | 4P, 630A, Fixed, Manual Charging, APR-1L-AL | 2634.06
60 | IAN064FM2 20S2T | 4P, 630A, Fixed, Motor Charging, APR-1L-AL | 2925.34
61 | IAN064DH0 00000 | 4P, 630A, Draw-Out, without option | 2750.22
62 | IAN064DH0 20S2T | 4P, 630A, Draw-Out, Manual Charging, APR-1L-AL | 3354.34
63 | IAN064DM2 20S2T | 4P, 630A, Draw-Out, Motor Charging, APR-1L-AL | 3645.4
64 | IAN084FH0 00000 | 4P, 800A, Fixed, without option | 2139.06
65 | IAN084FH0 20S2H | 4P, 800A, Fixed, Manual Charging, APR-1L-AL | 2743.18
66 | IAN084FM2 20S2H | 4P, 800A, Fixed, Motor Charging, APR-1L-AL | 3034.24
67 | IAN084DH0 00000 | 4P, 800A, Draw-Out, without option | 2862.86
68 | IAN084DH0 20S2H | 4P, 800A, Draw-Out, Manual Charging, APR-1L-AL | 3466.76
69 | IAN084DM2 20S2H | 4P, 800A, Draw-Out, Motor Charging, APR-1L-AL | 3756.28
70 | IAN104FH0 00000 | 4P, 1000A, Fixed, without option | 2296.36
71 | IAN104FH0 20S2J | 4P, 1000A, Fixed, Manual Charging, APR-1L-AL | 2902.24
72 | IAN104FM2 20S2J | 4P, 1000A, Fixed, Motor Charging, APR-1L-AL | 3191.54
73 | IAN104DH0 00000 | 4P, 1000A, Draw-Out, without option | 3018.18
74 | IAN104DH0 20S2J | 4P, 1000A, Draw-Out, Manual Charging, APR-1L-AL | 3622.08
75 | IAN104DM2 20S2J | 4P, 1000A, Draw-Out, Motor Charging, APR-1L-AL | 3913.58
76 | IAN124FH0 00000 | 4P, 1250A, Fixed, without option | 2525.16
77 | IAN124FH0 20S2K | 4P, 1250A, Fixed, Manual Charging, APR-1L-AL | 3129.06
78 | IAN124FM2 20S2K | 4P, 1250A, Fixed, Motor Charging, APR-1L-AL | 3420.34
79 | IAN124DH0 00000 | 4P, 1250A, Draw-Out, without option | 3277.34
80 | IAN124DH0 20S2K | 4P, 1250A, Draw-Out, Manual Charging, APR-1L-AL | 3883.22
81 | IAN124DM2 20S2K | 4P, 1250A, Draw-Out, Motor Charging, APR-1L-AL | 4172.74
82 | IAN164FH0 00000 | 4P, 1600A, Fixed, without option | 2685.76
83 | IAN164FH0 20S2L ADAGB6 | 4P, 1600A, Fixed, Manual Charging, APR-1L-GL, Cycle Counter, Door Flange, Spring Charged Switch, | 3465
84 | IAN164FM2 20S2L | 4P, 1600A, Fixed, Motor Charging, APR-1L-AL | 3633.08
85 | IAN164DH0 00000 | 4P, 1600A, Draw-Out, without option | 3436.4
86 | IAN164DH0 20S2L ADAEAGAXB6 | 4P, 1600A, Draw-Out, Manual Charging, APR-1L-GL, Cycle Counter, Safety Shutter, Door Flange, Arc Shield, Spring Charged Switch, | 4436.08
87 | IAN164DM2 20S2L | 4P, 1600A, Draw-Out, Motor Charging, APR-1L-AL | 4385.26
88 | IAN204FH0 00000 | 4P, 2000A, Fixed, without option | 3025.44
89 | IAN204FH0 20S2M ADAGB6 | 4P, 2000A, Fixed, Manual Charging, APR-1L-GL, Cycle Counter, Door Flange, Spring Charged Switch, | 3804.46
90 | IAN204FM2 20S2M | 4P, 2000A, Fixed, Motor Charging, APR-1L-AL | 3972.54
91 | IAN204DH0 00000 | 4P, 2000A, Draw-Out, without option | 4410.34
92 | IAN204DH0 20S2M ADAEAGAXB6 | 4P, 2000A, Draw-Out, Manual Charging, APR-1L-GL, Cycle Counter, Safety Shutter, Door Flange, Arc Shield, Spring Charged Switch, | 5426.96
93 | IAN204DM2 20S2M | 4P, 2000A, Draw-Out, Motor Charging, APR-1L-AL | 5359.2
94 | IAN254FH0 00000 | 4P, 2500A, Fixed, without option | 3400.54
95 | IAN254FH0 20S2N ADAGB6 | 4P, 2500A, Fixed, Manual Charging, APR-1L-GL, Cycle Counter, Door Flange, Spring Charged Switch, | 4181.54
96 | IAN254FM2 20S2N | 4P, 2500A, Fixed, Motor Charging, APR-1L-AL | 4349.4
97 | IAN254DH0 00000 | 4P, 2500A, Draw-Out, without option | 5285.72
98 | IAN254DH0 20S2N ADAEAGAXB6 | 4P, 2500A, Draw-Out, Manual Charging, APR-1L-GL, Cycle Counter, Safety Shutter, Door Flange, Arc Shield, Spring Charged Switch, | 6304.32
99 | IAN254DM2 20S2N | 4P, 2500A, Draw-Out, Motor Charging, APR-1L-AL | 6234.58
100 | IAN324FH0 00000 | 4P, 3200A, Fixed, without option | 4013.68
101 | IAN324FH0 20S2P | 4P, 3200A, Fixed, Manual Charging, APR-1L-AL | 4681.82
102 | IAN324FM2 20S2P | 4P, 3200A, Fixed, Motor Charging, APR-1L-AL | 4973.1
103 | IAN324DH0 00000 | 4P, 3200A, Draw-Out, without option | 6220.5
104 | IAN324DH0 20S2P | 4P, 3200A, Draw-Out, Manual Charging, APR-1L-AL | 6890.62
105 | IAN324DM2 20S2P | 4P, 3200A, Draw-Out, Motor Charging, APR-1L-AL | 7181.9
106 | IAN404DH0 00000 | 4P, 4000A, Draw-Out, without option | 10080.18
107 | IAN404DH0 20S2Q | 4P, 4000A, Draw-Out, Manual Charging, APR-1L-AL | 10859.42
108 | IAN404DM2 20S2Q | 4P, 4000A, Draw-Out, Motor Charging, APR-1L-AL | 11150.48
109 | IAN504DH0 00000 | 4P, 5000A, Draw-Out, without option | 16770.6
110 | IAN504DH0 20S2S | 4P, 5000A, Draw-Out, Manual Charging, APR-1L-AL | 17687.34
111 | IAN504DM2 20S2S | 4P, 5000A, Draw-Out, Motor Charging, APR-1L-AL | 17978.62
112 | IAN634DH0 00000 | 4P, 6300A, Draw-Out, without option | 18816.6
113 | IAN634DH0 20S2X | 4P, 6300A, Draw-Out, Manual Charging, APR-1L-AL | 19817.38
114 | IAN634DM2 20S2X | 4P, 6300A, Draw-Out, Motor Charging, APR-1L-AL | 20106.9

## Возд. авт. UAN
ACB- Price List |  | Техноэлектро, тел.: +38 (057) 780-26-94
No. | Item | Specification | Цена USD c НДС
AA. Air Circuit Breaker UAN series
Фиксированный тип
| UAN10A3H M2C2S235J ABAGAM | Автоматический выкл.3P, 1000A, фикс., 65KA AT AC690V | 2187
| UAN12A3H M2C2S235K ABAGAM | Автоматический выкл.3P, 1250A, фикс., 65KA AT AC690V | 2420
| UAN16A3H M2C2S235L ABAGAM | Автоматический выкл.3P, 1600A, фикс., 65KA AT AC690V | 2891
| UAN20A3V M2C2S235M ABAGAM | Автоматический выкл.3P, 2000A, фикс., 65KA AT AC690V | 3217
| UAN25B3H M2C2S235N ABAGAM | Автоматический выкл.3P, 2500A, фикс., 85KA AT AC690V | 3725
| UAN32B3H M2C2S235P ABAGAM | Автоматический выкл.3P, 3200A, фикс., 85KA AT AC690V | 4150
| UAN40B3H M2C2S235P ABAGAM | Автоматический выкл.3P, 4000A, фикс., 100KA AT AC690V | 5475
Выкатной тип (цена с учетом корзины)
| UAN10A3AM2C2S235J ABAGAMAQAW | Автоматический выкл.3P, 1000A, выкат., 65KA AT AC690V | 2841
| UAN12A3AM2C2S235K ABAGAMAQAW | Автоматический выкл.3P, 1250A, выкат., 65KA AT AC690V | 2960
| UAN16A3AM2C2S235L ABAGAMAQAW | Автоматический выкл.3P, 1600A, выкат., 65KA AT AC690V | 3232
| UAN20A3AM2C2S235M ABAGAMAQAW | Автоматический выкл.3P, 2000A, выкат., 65KA AT AC690V | 3580
| UAN25B3BM2C2S235N ABAGAMAQAW | Автоматический выкл.3P, 2500A, выкат., 85KA AT AC690V | 4060
| UAN32B3AM2C2S235P ABAGAMAQAW | Автоматический выкл.3P, 3200A, выкат., 85KA AT AC690V | 4450
| UAN40B3AM2C2S235Q ABAGAMAQAW | Автоматический выкл.3P, 4000A, выкат., 100KA AT AC690V | 6020
Примечание: подсоединение шин - горизонтальное (для 2000A 1го типоразмера - только вертикальное подключение шин)
В указанную в прайс-листе комплектацию автоматичечских выключателей входят
(кроме самих выключателей и корзин в выкатных исполнениях):
1.Мотор привод 220В АС Катушка ВКЛ. 220В АС/DC, Катушка ВЫКЛ. 220В АС/DC
2. Расцепитель ТИП (УНР-2L-GS: AL, AS, AI, AP, AG, MGR, ЖК-дисплей, CP / I, Fault LED)
3. Замок (AB), двери фланец (AG), кнопка блокировки крышки (AM), счетчик циклов.

## Аксесс. ACВ
ACB Accy - PRICE LIST |  | ООО "Техноэлектро", тел.: +38 (057) 780-26-94
No. | Item | Specification |  | Цена USD c НДС
A. Аксессуары для выключателей сери IAN
1 | IANS M1U | Charging motor unit | AC110V | 592.48
2 | IANS M16U | Charging motor unit | AC110V | 677.12
3 | IANS M2U | Charging motor unit | AC220V | 592.48
4 | IANS M26U | Charging motor unit | AC220V | 677.12
5 | IANS M5U | Charging motor unit | DC110V | 592.48
6 | IANS M56U | Charging motor unit | DC110V | 677.12
7 | IANS M6U | Charging motor unit | DC220V | 592.48
8 | IANS M66U | Charging motor unit | DC220V | 677.12
9 | IANS M7U | Charging motor unit | DC24V | 592.48
10 | IANS M76U | Charging motor unit | DC24V | 677.12
11 | IANS M8U | Charging motor unit | DC48V | 592.48
12 | IANS M86U | Charging motor unit | DC48V | 677.12
13 | IANS M9U | Charging motor unit | DC125V | 592.48
14 | IANS M96U | Charging motor unit | DC125V | 677.12
15 | IANS 23U | ACB protection relay | APR-1L-GL | 957.49
16 | IANS 24U | ACB protection relay | APR-1L-GS | 1227.28
17 | IANS 27U | ACB protection relay | APR-1L-GM | 1190.25
18 | IANS 25U | ACB protection relay | APR-2L-GS | 1470.62
19 | IANS 26U | ACB protection relay | APR-1D-GM | 2184.77
20 | IANS 28U | ACB protection relay | APR-1S-AL | 957.49
21 | IANS 29U | ACB protection relay | APR-1S-AS | 1227.28
22 | IANS S1U | Shunt trip unit | AC110V | 60.835
23 | IANS S16U | Shunt trip unit | AC110V | 104.213
24 | IANS S2U | Shunt trip unit | AC220V | 60.835
25 | IANS S26U | Shunt trip unit | AC220V | 104.213
26 | IANS S3U | Shunt trip unit | AC380V | 60.835
27 | IANS S36U | Shunt trip unit | AC380V | 104.213
28 | IANS S4U | Shunt trip unit | AC440V | 60.835
29 | IANS S46U | Shunt trip unit | AC440V | 104.213
30 | IANS S5U | Shunt trip unit | DC110V | 60.835
31 | IANS S56U | Shunt trip unit | DC110V | 104.213
32 | IANS S6U | Shunt trip unit | DC220V | 60.835
33 | IANS S66U | Shunt trip unit | DC220V | 104.213
34 | IANS S7U | Shunt trip unit | DC24V | 60.835
35 | IANS S76U | Shunt trip unit | DC24V | 104.213
36 | IANS S8U | Shunt trip unit | DC48V | 60.835
37 | IANS S86U | Shunt trip unit | DC48V | 104.213
38 | IANS T1U | Under voltage trip unit | Time delay type, AC110V | 447.534
39 | IANS T1U6 | Under voltage trip unit | Time delay type, AC110V | 496.202
40 | IANS T2U | Under voltage trip unit | Time delay type, AC220V | 447.534
41 | IANS T2U6 | Under voltage trip unit | Time delay type, AC220V | 496.202
42 | IANS T3U | Under voltage trip unit | Time delay type, AC380V | 447.534
43 | IANS T3U6 | Under voltage trip unit | Time delay type, AC380V | 496.202
44 | IANS T4U | Under voltage trip unit | Time delay type, AC440V | 447.534
45 | IANS T4U6 | Under voltage trip unit | Time delay type, AC440V | 496.202
46 | IANS T5U | Under voltage trip unit | Time delay type, AC480V | 447.534
47 | IANS T5U6 | Under voltage trip unit | Time delay type, AC480V | 496.202
48 | IANS U1U | Under voltage trip unit | Instantaneous type, AC110V | 447.534
49 | IANS U1U6 | Under voltage trip unit | Instantaneous type, AC110V | 496.202
50 | IANS U2U | Under voltage trip unit | Instantaneous type, AC220V | 447.534
51 | IANS U2U6 | Under voltage trip unit | Instantaneous type, AC220V | 496.202
52 | IANS U3U | Under voltage trip unit | Instantaneous type, AC380V | 447.534
53 | IANS U3U6 | Under voltage trip unit | Instantaneous type, AC380V | 496.202
54 | IANS U4U | Under voltage trip unit | Instantaneous type, AC440V | 447.534
55 | IANS U4U6 | Under voltage trip unit | Instantaneous type, AC440V | 496.202
56 | IANS U5U | Under voltage trip unit | Instantaneous type, DC100V | 447.534
57 | IANS U5U6 | Under voltage trip unit | Instantaneous type, DC100V | 496.202
58 | IANS U6U | Under voltage trip unit | Instantaneous type, DC200V | 447.534
59 | IANS U6U6 | Under voltage trip unit | Instantaneous type, DC200V | 496.202
60 | HVFS-T4 | Condensor trip device | AC110V | 268.203
61 | HVFS-T7 | Condensor trip device | AC220V | 268.203
B. Spare parts based on ACB additional option order code for common use |  |  |  | 0
62 | IANS 103AA | Extensional auxilisry switch | 1a1b, for 3 pole | 83.053
63 | IANS 104AA | Extensional auxilisry switch | 1a1b, for 4 pole | 83.053
64 | IANS 163AA | Extensional auxilisry switch | 1a1b, for 3 pole | 83.053
65 | IANS 164AA | Extensional auxilisry switch | 1a1b, for 4 pole | 83.053
66 | IANS 203AA | Extensional auxilisry switch | 1a1b, for 3 pole | 83.053
67 | IANS 204AA | Extensional auxilisry switch | 1a1b, for 4 pole | 83.053
68 | IANS 253AA | Extensional auxilisry switch | 1a1b, for 3 pole | 83.053
69 | IANS 254AA | Extensional auxilisry switch | 1a1b, for 4 pole | 83.053
70 | IANS 323AA | Extensional auxilisry switch | 1a1b, for 3 pole | 83.053
71 | IANS 324AA | Extensional auxilisry switch | 1a1b, for 4 pole | 83.053
72 | IANS KL/B | Key lock device | lock in open | 41.262
73 | IANS KL/B-63 | Key lock device | lock in open | 55.545
74 | IANS CK | Cycle counter | 5 digits | 60.306
75 | IANS DP | Door Flange | for gray color front cover | 41.262
76 | IANS DP63 | Door Flange |  | 41.262
77 | IANS LL | Lifting lugs |  | 197.5815
78 | IANS LL/63 | Lifting lugs |  | 383.525
79 | IANS BL | Button lock cover | for gray color front cover | 12.167
80 | IANS BL63 | Button lock cover |  | 12.167
81 | IANS NCT016E | Netural CT | 160/0.2A, 1EA, for 3 pole | 108.445
82 | IANS NCT032E | Netural CT | 320/0.2A, 1EA, for 3 pole | 217.948
83 | IANS NCT063E | Netural CT | 630/0.2A, 1EA, for 3 pole | 295.711
84 | IANS NCT080E | Netural CT | 800/0.2A, 1EA, for 3 pole | 377.177
85 | IANS NCT110E | Netural CT | 1000/0.2A, 1EA, for 3 pole | 423.729
86 | IANS NCT113E | Netural CT | 1250/0.2A, 1EA, for 3 pole | 490.912
87 | IANS NCT116E | Netural CT | 1600/0.2A, 1EA, for 3 pole | 539.58
88 | IANS NCT220E | Netural CT | 2000/0.2A, 1EA, for 3 pole | 666.54
89 | IANS NCT225E | Netural CT | 2500/0.2A, 1EA, for 3 pole | 788.21
90 | IANS NCT332E | Netural CT | 3200/0.2A, 1EA, for 3 pole | 1423.01
91 | IANS NCT440E | Netural CT | 4000/0.2A, 1EA, for 3 pole | 1507.65
92 | IANS NCT550E | Netural CT | 5000/0.2A, 1EA, for 3 pole | 1655.77
93 | IANS NCT663E | Netural CT | 6300/0.2A, 1EA, for 3 pole | 1925.56
94 | IANS 116F | Mechanical interlock device | Horizontal connection, for fixed type | 862.27
95 | IANS 116 | Mechanical interlock device | Horizontal connection, for draw-out type | 862.27
96 | IANS 132F | Mechanical interlock device | Horizontal connection, for fixed type | 862.27
97 | IANS 132 | Mechanical interlock device | Horizontal connection, for draw-out type | 862.27
98 | IANS 316F | Mechanical interlock device | Vertical connection, for fixed type | 862.27
99 | IANS 316 | Mechanical interlock device | Vertical connection, for draw-out type | 862.27
100 | IANS 332F | Mechanical interlock device | Vertical connection, for fixed type | 862.27
101 | IANS 332 | Mechanical interlock device | Vertical connection, for draw-out type | 862.27
C. Spare parts based on ACB additional option order code for draw-out type |  |  |  | 0
102 | IANS CA163S | Safety shutter | for 3 pole | 434.309
103 | IANS CA164S | Safety shutter | for 4 pole | 477.7399
104 | IANS CA323S | Safety shutter | for 3 pole | 473.455
105 | IANS CA324S | Safety shutter | for 4 pole | 520.8005
106 | IANS CA403S | Safety shutter | for 3 pole | 539.58
107 | IANS CA404S | Safety shutter | for 4 pole | 597.77
108 | IANS CA503S | Safety shutter | for 3 pole | 618.93
109 | IANS CA504S | Safety shutter | for 4 pole | 682.41
110 | IANS FB | Fixing blocks |  | 172.983
111 | IANS FB63 | Fixing blocks |  | 362.894
112 | IANS SB | Short circuit 'b' contact |  | 76.705
113 | IANS PS-SW | Position switch | conn.:1C, test:1C | 123.786
114 | IANS PSC2 | Position switch | conn.:2C | 123.786
115 | IANS PST2 | Position switch | test:2C | 123.786
116 | IANS PS-T | Position switch | inserted:1C, isolated:1C | 123.786
117 | IANS PS-U | Position switch | inserted:1C | 76.705
118 | IANS PS-V | Position switch | isolated:1C | 76.705
119 | IANS WR-INSERT. | Wrong inserting prevention device |  | 182.505
120 | IANS AB163 | Arc shield | for 3 pole | 130.134
121 | IANS AB164 | Arc shield | for 4 pole | 143.359
122 | IANS AB323 | Arc shield | for 3 pole | 142.301
123 | IANS AB324 | Arc shield | for 4 pole | 156.055
124 | IANS AB403 | Arc shield | for 3 pole | 188.853
125 | IANS AB404 | Arc shield | for 4 pole | 209.484
126 | IANS AB503 | Arc shield | for 3 pole | 247.572
127 | IANS AB504 | Arc shield | for 4 pole | 272.964
D. Portable Test equipments |  |  |  | 0
128 | IANS TJ | Test jumper |  | 592.48
129 | IANS HOC5 | APR checker |  | 8966.55
E. Spare parts for general replacement |  |  |  | 0
130 | IANS ANTI110 | Anti-pumping relay | AC110V | 102.097
131 | IANS ANTI220 | Anti-pumping relay | AC220V | 102.097
132 | IANS APR-DP | APR panel display unit |  | 3295.67
133 | IANS AUX-SW | Auxiliary contact | 1a1b of auxiliary switch | 44.965
134 | IANS AS/32F | Auxiliary switch unit | for fixed type | 376.648
135 | IANS AS/32D | Auxiliary switch unit | for draw-out type | 474.513
136 | IANS CJ | Control circuit unit | both male and female part | 402.569
137 | IANS CT016E | Current transformer | 160/0.2A, 1EA | 203.665
138 | IANS CT032E | Current transformer | 320/0.2A, 1EA | 203.665
139 | IANS CT063E | Current transformer | 630/0.2A, 1EA | 203.665
140 | IANS CT080E | Current transformer | 800/0.2A, 1EA | 203.665
141 | IANS CT110E | Current transformer | 1000/0.2A, 1EA | 203.665
142 | IANS CT113E | Current transformer | 1250/0.2A, 1EA | 203.665
143 | IANS CT116E | Current transformer | 1600/0.2A, 1EA | 203.665
144 | IANS CT220E | Current transformer | 2000/0.2A, 1EA | 347.024
145 | IANS CT225E | Current transformer | 2500/0.2A, 1EA | 347.024
146 | IANS CT332E | Current transformer | 3200/0.2A, 1EA | 400.982
147 | IANS CT440E | Current transformer | 4000/0.2A, 1EA | 466.049
148 | IANS CT550E | Current transformer | 5000/0.2A, 1EA | 488.796
149 | IANS CT663E | Current transformer | 6300/0.2A, 1EA | 488.796
150 | IANS DI16P | DI unit | Arc chamber, for 1 pole | 96.807
151 | IANS DI32P | DI unit | Arc chamber, for 1 pole | 112.677
152 | IANS DI63P | DI unit | Arc chamber, for 1 pole | 189.382
153 | IANS FC06 | Fix arcing contact | 1EA, 630A | 50.255
154 | IANS FC08 | Fix arcing contact | 1EA, 800A | 50.255
155 | IANS FC10 | Fix arcing contact | 1EA, 1000A | 50.255
156 | IANS FC12 | Fix arcing contact | 1EA, 1250A | 50.255
157 | IANS FC16 | Fix arcing contact | 1EA, 1600A | 50.255
158 | IANS FC20 | Fix arcing contact | 1EA, 2000A | 75.647
159 | IANS FC25 | Fix arcing contact | 1EA, 2500A | 75.647
160 | IANS FC32 | Fix arcing contact | 1EA, 3200A | 85.169
161 | IANS FC40 | Fix arcing contact | 1EA, 4000A | 188.853
162 | IANS FC50 | Fix arcing contact | 1EA, 5000A | 207.897
163 | IANS FC63 | Fix arcing contact | 1EA, 6300A | 207.897
164 | IANS IC06E | Isolating contact | 1EA, 630A | 118.496
165 | IANS IC08E | Isolating contact | 1EA, 800A | 118.496
166 | IANS IC10E | Isolating contact | 1EA, 1000A | 118.496
167 | IANS IC12E | Isolating contact | 1EA, 1250A | 118.496
168 | IANS IC16E | Isolating contact | 1EA, 1600A | 118.496
169 | IANS IC20E | Isolating contact | 1EA, 2000A | 188.853
170 | IANS IC25E | Isolating contact | 1EA, 2500A | 188.853
171 | IANS IC32E | Isolating contact | 1EA, 3200A | 213.187
172 | IANS IC40E | Isolating contact | 1EA, 4000A | 629.51
173 | IANS IC50E | Isolating contact | 1EA, 5000A | 692.99
174 | IANS IC63E | Isolating contact | 1EA, 6300A | 692.99
175 | IANS HANDLE | Draw-in/out handle |  | 219.535
176 | IANS HANDLE5 | Draw-in/out handle |  | 257.623
177 | IANS L1 | LRC unit | AC110V | 54.487
178 | IANS L16 | LRC unit | AC110V | 87.285
179 | IANS L2 | LRC unit | AC220V | 54.487
180 | IANS L26 | LRC unit | AC220V | 87.285
181 | IANS L5 | LRC unit | DC110V | 54.487
182 | IANS L56 | LRC unit | DC110V | 87.285
183 | IANS L6 | LRC unit | DC220V | 54.487
184 | IANS L66 | LRC unit | DC220V | 87.285
185 | IANS L7 | LRC unit | DC24V | 54.487
186 | IANS L76 | LRC unit | DC24V | 87.285
187 | IANS L8 | LRC unit | DC48V | 54.487
188 | IANS L86 | LRC unit | DC48V | 87.285
189 | IANS MHT | Magnetic holing trigger |  | 240.695
190 | IANS UVT-CON1 | UVT controller | Time delay type, AC110V | 386.699
191 | IANS UVT-CON2 | UVT controller | Time delay type, AC220V | 386.699
192 | IANS UVT-CON3 | UVT controller | Time delay type, AC380V | 386.699
193 | IANS UVT-CON4 | UVT controller | Time delay type, AC440V | 386.699
194 | IANS UVT-CON5 | UVT controller | Instantaneous type, DC100V | 386.699
195 | IANS UVT-CON6 | UVT controller | Instantaneous type, DC200V | 386.699
196 | IANS UVT/COIL | UVT coil |  | 60.835
197 | IANS UVT/COIL6 | UVT coil |  | 109.503

## Литой UAB p
Standard order code and unit / UAB type |  |  |  | ООО "Техноэлектро", тел.: +38 (057) 780-26-94
Нерегулируемые электромагнитная и тепловая уставки
Model / Breaking capacity at AC380/415V | Rated current | 2 pole |  | 3 pole |  | 4 pole |  | Specification
|  | Code | Цена USD c НДС | Code | Цена USD c НДС | Code | Цена USD c НДС
UAB30C 7.5/5kA | 3 | UAB30C 2PT4S0000C 00003 | 33.281 | UAB30C 3PT4S0000C 00003 | 44.781 |  |  | Hydraulic magnetic trip 40/45℃, Screw type terminal connection, No option, 50/60Hz
| 5 | UAB30C 2PT4S0000C 00005 | 33.281 | UAB30C 3PT4S0000C 00005 | 44.781
| 10 | UAB30C 2PT4S0000C 00010 | 33.281 | UAB30C 3PT4S0000C 00010 | 44.781
| 15 | UAB30C 2PT4S0000C 00015 | 33.281 | UAB30C 3PT4S0000C 00015 | 44.781
| 20 | UAB30C 2PT4S0000C 00020 | 33.281 | UAB30C 3PT4S0000C 00020 | 44.781
| 30 | UAB30C 2PT4S0000C 00030 | 33.281 | UAB30C 3PT4S0000C 00030 | 44.781
UAB30R 14/10kA | 5 | UAB30R 2PT4S0000C 00005 | 33.281 | UAB30R 3PT4S0000C 00005 | 44.781
| 10 | UAB30R 2PT4S0000C 00010 | 33.281 | UAB30R 3PT4S0000C 00010 | 44.781
| 15 | UAB30R 2PT4S0000C 00015 | 33.281 | UAB30R 3PT4S0000C 00015 | 44.781
| 20 | UAB30R 2PT4S0000C 00020 | 33.281 | UAB30R 3PT4S0000C 00020 | 44.781
| 30 | UAB30R 2PT4S0000C 00030 | 33.281 | UAB30R 3PT4S0000C 00030 | 44.781
UAB50C 7.5/5kA | 5 | UAB50C 2PT4S0000C 00005 | 33.281 | UAB50C 3PT4S0000C 00005 | 44.781 | UAB50C 4PT4S0000C 00005 | 56.281 | Hydraulic magnetic trip 40/45℃, Screw type terminal connection, No option, 50/60Hz
| 10 | UAB50C 2PT4S0000C 00010 | 33.281 | UAB50C 3PT4S0000C 00010 | 44.781 | UAB50C 4PT4S0000C 00010 | 56.281
| 15 | UAB50C 2PT4S0000C 00015 | 33.281 | UAB50C 3PT4S0000C 00015 | 44.781 | UAB50C 4PT4S0000C 00015 | 56.281
| 20 | UAB50C 2PT4S0000C 00020 | 33.281 | UAB50C 3PT4S0000C 00020 | 44.781 | UAB50C 4PT4S0000C 00020 | 56.281
| 30 | UAB50C 2PT4S0000C 00030 | 33.281 | UAB50C 3PT4S0000C 00030 | 44.781 | UAB50C 4PT4S0000C 00030 | 56.281
| 40 | UAB50C 2PT4S0000C 00040 | 33.281 | UAB50C 3PT4S0000C 00040 | 44.781 | UAB50C 4PT4S0000C 00040 | 56.281
| 50 | UAB50C 2PT4S0000C 00050 | 33.281 | UAB50C 3PT4S0000C 00050 | 44.781 | UAB50C 4PT4S0000C 00050 | 56.281
UAB50R 14/10kA | 5 | UAB50R 2PT4S0000C 00005 | 33.281 | UAB50R 3PT4S0000C 00005 | 44.781 | UAB50R 4PT4S0000C 00005 | 56.281
| 10 | UAB50R 2PT4S0000C 00010 | 33.281 | UAB50R 3PT4S0000C 00010 | 44.781 | UAB50R 4PT4S0000C 00010 | 56.281
| 15 | UAB50R 2PT4S0000C 00015 | 33.281 | UAB50R 3PT4S0000C 00015 | 44.781 | UAB50R 4PT4S0000C 00015 | 56.281
| 20 | UAB50R 2PT4S0000C 00020 | 33.281 | UAB50R 3PT4S0000C 00020 | 44.781 | UAB50R 4PT4S0000C 00020 | 56.281
| 30 | UAB50R 2PT4S0000C 00030 | 33.281 | UAB50R 3PT4S0000C 00030 | 44.781 | UAB50R 4PT4S0000C 00030 | 56.281
| 40 | UAB50R 2PT4S0000C 00040 | 33.281 | UAB50R 3PT4S0000C 00040 | 44.781 | UAB50R 4PT4S0000C 00040 | 56.281
| 50 | UAB50R 2PT4S0000C 00050 | 33.281 | UAB50R 3PT4S0000C 00050 | 44.781 | UAB50R 4PT4S0000C 00050 | 56.281
UAB50S 25kA | 15 | UAB50S 2PT4S0000C 00015 | 34.661 | UAB50S 3PT4S0000C 00015 | 46.644 | UAB50S 4PT4S0000C 00015 | 58.627 | Thermal magnetic trip 40/45℃, Screw type terminal connection, No option, 50/60Hz
| 16 | UAB50S 2PT4S0000C 00016 | 34.661 | UAB50S 3PT4S0000C 00016 | 46.644 | UAB50S 4PT4S0000C 00016 | 58.627
| 20 | UAB50S 2PT4S0000C 00020 | 34.661 | UAB50S 3PT4S0000C 00020 | 46.644 | UAB50S 4PT4S0000C 00020 | 58.627
| 25 | UAB50S 2PT4S0000C 00025 | 34.661 | UAB50S 3PT4S0000C 00025 | 46.644 | UAB50S 4PT4S0000C 00025 | 58.627
| 30 | UAB50S 2PT4S0000C 00030 | 34.661 | UAB50S 3PT4S0000C 00030 | 46.644 | UAB50S 4PT4S0000C 00030 | 58.627
| 32 | UAB50S 2PT4S0000C 00032 | 34.661 | UAB50S 3PT4S0000C 00032 | 46.644 | UAB50S 4PT4S0000C 00032 | 58.627
| 40 | UAB50S 2PT4S0000C 00040 | 34.661 | UAB50S 3PT4S0000C 00040 | 46.644 | UAB50S 4PT4S0000C 00040 | 58.627
| 50 | UAB50S 2PT4S0000C 00050 | 34.661 | UAB50S 3PT4S0000C 00050 | 46.644 | UAB50S 4PT4S0000C 00050 | 58.627
UAB50H 30kA | 15 | UAB50H 2PT4S0000C 00015 | 36.248 | UAB50H 3PT4S0000C 00015 | 48.783 | UAB50H 4PT4S0000C 00015 | 61.318
| 16 | UAB50H 2PT4S0000C 00016 | 36.248 | UAB50H 3PT4S0000C 00016 | 48.783 | UAB50H 4PT4S0000C 00016 | 61.318
| 20 | UAB50H 2PT4S0000C 00020 | 36.248 | UAB50H 3PT4S0000C 00020 | 48.783 | UAB50H 4PT4S0000C 00020 | 61.318
| 25 | UAB50H 2PT4S0000C 00025 | 36.248 | UAB50H 3PT4S0000C 00025 | 48.783 | UAB50H 4PT4S0000C 00025 | 61.318
| 30 | UAB50H 2PT4S0000C 00030 | 36.248 | UAB50H 3PT4S0000C 00030 | 48.783 | UAB50H 4PT4S0000C 00030 | 61.318
| 32 | UAB50H 2PT4S0000C 00032 | 36.248 | UAB50H 3PT4S0000C 00032 | 48.783 | UAB50H 4PT4S0000C 00032 | 61.318
| 40 | UAB50H 2PT4S0000C 00040 | 36.248 | UAB50H 3PT4S0000C 00040 | 48.783 | UAB50H 4PT4S0000C 00040 | 61.318
| 50 | UAB50H 2PT4S0000C 00050 | 36.248 | UAB50H 3PT4S0000C 00050 | 48.783 | UAB50H 4PT4S0000C 00050 | 61.318
UAB60C 7.5/5kA | 5 | UAB60C 2PT4S0000C 00005 | 33.281 | UAB60C 3PT4S0000C 00005 | 44.781 | UAB60C 4PT4S0000C 00005 | 56.281 | Hydraulic magnetic trip 40/45℃, Screw type terminal connection, No option, 50/60Hz
| 10 | UAB60C 2PT4S0000C 00010 | 33.281 | UAB60C 3PT4S0000C 00010 | 44.781 | UAB60C 4PT4S0000C 00010 | 56.281
| 15 | UAB60C 2PT4S0000C 00015 | 33.281 | UAB60C 3PT4S0000C 00015 | 44.781 | UAB60C 4PT4S0000C 00015 | 56.281
| 20 | UAB60C 2PT4S0000C 00020 | 33.281 | UAB60C 3PT4S0000C 00020 | 44.781 | UAB60C 4PT4S0000C 00020 | 56.281
| 30 | UAB60C 2PT4S0000C 00030 | 33.281 | UAB60C 3PT4S0000C 00030 | 44.781 | UAB60C 4PT4S0000C 00030 | 56.281
| 40 | UAB60C 2PT4S0000C 00040 | 33.281 | UAB60C 3PT4S0000C 00040 | 44.781 | UAB60C 4PT4S0000C 00040 | 56.281
| 50 | UAB60C 2PT4S0000C 00050 | 33.281 | UAB60C 3PT4S0000C 00050 | 44.781 | UAB60C 4PT4S0000C 00050 | 56.281
| 60 | UAB60C 2PT4S0000C 00060 | 33.281 | UAB60C 3PT4S0000C 00060 | 44.781 | UAB60C 4PT4S0000C 00060 | 56.281
UAB60R 14/10kA | 5 | UAB60R 2PT4S0000C 00005 | 33.281 | UAB60R 3PT4S0000C 00005 | 44.781 | UAB60R 4PT4S0000C 00005 | 56.281
| 10 | UAB60R 2PT4S0000C 00010 | 33.281 | UAB60R 3PT4S0000C 00010 | 44.781 | UAB60R 4PT4S0000C 00010 | 56.281
| 15 | UAB60R 2PT4S0000C 00015 | 33.281 | UAB60R 3PT4S0000C 00015 | 44.781 | UAB60R 4PT4S0000C 00015 | 56.281
| 20 | UAB60R 2PT4S0000C 00020 | 33.281 | UAB60R 3PT4S0000C 00020 | 44.781 | UAB60R 4PT4S0000C 00020 | 56.281
| 30 | UAB60R 2PT4S0000C 00030 | 33.281 | UAB60R 3PT4S0000C 00030 | 44.781 | UAB60R 4PT4S0000C 00030 | 56.281
| 40 | UAB60R 2PT4S0000C 00040 | 33.281 | UAB60R 3PT4S0000C 00040 | 44.781 | UAB60R 4PT4S0000C 00040 | 56.281
| 50 | UAB60R 2PT4S0000C 00050 | 33.281 | UAB60R 3PT4S0000C 00050 | 44.781 | UAB60R 4PT4S0000C 00050 | 56.281
| 60 | UAB60R 2PT4S0000C 00060 | 33.281 | UAB60R 3PT4S0000C 00060 | 44.781 | UAB60R 4PT4S0000C 00060 | 56.281
UAB100C 14/10kA | 15 | UAB100C 2PT4S0000C 00015 | 33.281 | UAB100C 3PT4S0000C 00015 | 44.781 | UAB100C 4PT4S0000C 00015 | 56.281 | Hydraulic magnetic trip 40/45℃, Screw type terminal connection, No option, 50/60Hz
| 16 | UAB100C 2PT4S0000C 00016 | 33.281 | UAB100C 3PT4S0000C 00016 | 44.781 | UAB100C 4PT4S0000C 00016 | 56.281
| 20 | UAB100C 2PT4S0000C 00020 | 33.281 | UAB100C 3PT4S0000C 00020 | 44.781 | UAB100C 4PT4S0000C 00020 | 56.281
| 25 | UAB100C 2PT4S0000C 00025 | 33.281 | UAB100C 3PT4S0000C 00025 | 44.781 | UAB100C 4PT4S0000C 00025 | 56.281
| 30 | UAB100C 2PT4S0000C 00030 | 33.281 | UAB100C 3PT4S0000C 00030 | 44.781 | UAB100C 4PT4S0000C 00030 | 56.281
| 32 | UAB100C 2PT4S0000C 00032 | 33.281 | UAB100C 3PT4S0000C 00032 | 44.781 | UAB100C 4PT4S0000C 00032 | 56.281
| 40 | UAB100C 2PT4S0000C 00040 | 33.281 | UAB100C 3PT4S0000C 00040 | 44.781 | UAB100C 4PT4S0000C 00040 | 56.281
| 50 | UAB100C 2PT4S0000C 00050 | 33.281 | UAB100C 3PT4S0000C 00050 | 44.781 | UAB100C 4PT4S0000C 00050 | 56.281
| 63 | UAB100C 2PT4S0000C 00063 | 33.281 | UAB100C 3PT4S0000C 00063 | 44.781 | UAB100C 4PT4S0000C 00063 | 56.281
| 75 | UAB100C 2PT4S0000C 00075 | 33.281 | UAB100C 3PT4S0000C 00075 | 44.781 | UAB100C 4PT4S0000C 00075 | 56.281
| 80 | UAB100C 2PT4S0000C 00080 | 33.281 | UAB100C 3PT4S0000C 00080 | 44.781 | UAB100C 4PT4S0000C 00080 | 56.281
| 100 | UAB100C 2PT4S0000C 00100 | 33.281 | UAB100C 3PT4S0000C 00100 | 44.781 | UAB100C 4PT4S0000C 00100 | 56.281
UAB100R 25kA | 15 | UAB100R 2PT4S0000C 00015 | 34.661 | UAB100R 3PT4S0000C 00015 | 46.644 | UAB100R 4PT4S0000C 00015 | 58.627 | Thermal magnetic trip 40/45℃, Screw type terminal connection, No option, 50/60Hz
| 16 | UAB100R 2PT4S0000C 00016 | 34.661 | UAB100R 3PT4S0000C 00016 | 46.644 | UAB100R 4PT4S0000C 00016 | 58.627
| 20 | UAB100R 2PT4S0000C 00020 | 34.661 | UAB100R 3PT4S0000C 00020 | 46.644 | UAB100R 4PT4S0000C 00020 | 58.627
| 25 | UAB100R 2PT4S0000C 00025 | 34.661 | UAB100R 3PT4S0000C 00025 | 46.644 | UAB100R 4PT4S0000C 00025 | 58.627
| 30 | UAB100R 2PT4S0000C 00030 | 34.661 | UAB100R 3PT4S0000C 00030 | 46.644 | UAB100R 4PT4S0000C 00030 | 58.627
| 32 | UAB100R 2PT4S0000C 00032 | 34.661 | UAB100R 3PT4S0000C 00032 | 46.644 | UAB100R 4PT4S0000C 00032 | 58.627
| 40 | UAB100R 2PT4S0000C 00040 | 34.661 | UAB100R 3PT4S0000C 00040 | 46.644 | UAB100R 4PT4S0000C 00040 | 58.627
| 50 | UAB100R 2PT4S0000C 00050 | 34.661 | UAB100R 3PT4S0000C 00050 | 46.644 | UAB100R 4PT4S0000C 00050 | 58.627
| 60 | UAB100R 2PT4S0000C 00060 | 34.661 | UAB100R 3PT4S0000C 00060 | 46.644 | UAB100R 4PT4S0000C 00060 | 58.627
| 63 | UAB100R 2PT4S0000C 00063 | 34.661 | UAB100R 3PT4S0000C 00063 | 46.644 | UAB100R 4PT4S0000C 00063 | 58.627
| 75 | UAB100R 2PT4S0000C 00075 | 34.661 | UAB100R 3PT4S0000C 00075 | 46.644 | UAB100R 4PT4S0000C 00075 | 58.627
| 80 | UAB100R 2PT4S0000C 00080 | 34.661 | UAB100R 3PT4S0000C 00080 | 46.644 | UAB100R 4PT4S0000C 00080 | 58.627
| 100 | UAB100R 2PT4S0000C 00100 | 34.661 | UAB100R 3PT4S0000C 00100 | 46.644 | UAB100R 4PT4S0000C 00100 | 58.627
UAB100S 30kA | 15 | UAB100S 2PT4S0000C 00015 | 36.248 | UAB100S 3PT4S0000C 00015 | 48.783 | UAB100S 4PT4S0000C 00015 | 61.318
| 16 | UAB100S 2PT4S0000C 00016 | 36.248 | UAB100S 3PT4S0000C 00016 | 48.783 | UAB100S 4PT4S0000C 00016 | 61.318
| 20 | UAB100S 2PT4S0000C 00020 | 40.9602 | UAB100S 3PT4S0000C 00020 | 55.1248 | UAB100S 4PT4S0000C 00020 | 69.2893
| 25 | UAB100S 2PT4S0000C 00025 | 40.9602 | UAB100S 3PT4S0000C 00025 | 55.1248 | UAB100S 4PT4S0000C 00025 | 69.2893
| 30 | UAB100S 2PT4S0000C 00030 | 40.9602 | UAB100S 3PT4S0000C 00030 | 55.1248 | UAB100S 4PT4S0000C 00030 | 69.2893
| 32 | UAB100S 2PT4S0000C 00032 | 40.9602 | UAB100S 3PT4S0000C 00032 | 55.1248 | UAB100S 4PT4S0000C 00032 | 69.2893
| 40 | UAB100S 2PT4S0000C 00040 | 40.9602 | UAB100S 3PT4S0000C 00040 | 55.1248 | UAB100S 4PT4S0000C 00040 | 69.2893
| 50 | UAB100S 2PT4S0000C 00050 | 40.9602 | UAB100S 3PT4S0000C 00050 | 55.1248 | UAB100S 4PT4S0000C 00050 | 69.2893
| 60 | UAB100S 2PT4S0000C 00060 | 40.9602 | UAB100S 3PT4S0000C 00060 | 55.1248 | UAB100S 4PT4S0000C 00060 | 69.2893
| 63 | UAB100S 2PT4S0000C 00063 | 40.9602 | UAB100S 3PT4S0000C 00063 | 55.1248 | UAB100S 4PT4S0000C 00063 | 69.2893
| 75 | UAB100S 2PT4S0000C 00075 | 40.9602 | UAB100S 3PT4S0000C 00075 | 55.1248 | UAB100S 4PT4S0000C 00075 | 69.2893
| 80 | UAB100S 2PT4S0000C 00080 | 40.9602 | UAB100S 3PT4S0000C 00080 | 55.1248 | UAB100S 4PT4S0000C 00080 | 69.2893
| 100 | UAB100S 2PT4S0000C 00100 | 40.9602 | UAB100S 3PT4S0000C 00100 | 55.1248 | UAB100S 4PT4S0000C 00100 | 69.2893
Нерегулируемая электромагнитная и регулируемая тепловая уставки / Термомагнитное расцепление
Model / Breaking capacity at AC380/415V | Rated current | 3 pole |  | 4 pole |  | Specification
|  | Code | Цена USD c НДС | Code | Цена USD c НДС
UAB50S 25kA | 15 | UAB50S 3PT4S0000C 00015F | 56.5282 | UAB50S 4PT4S0000C 00015F | 70.095 | 40/45℃, Screw type terminal connection, No option, 50/60Hz
| 16 | UAB50S 3PT4S0000C 00016F | 56.5282 | UAB50S 4PT4S0000C 00016F | 70.095
| 20 | UAB50S 3PT4S0000C 00020F | 56.5282 | UAB50S 4PT4S0000C 00020F | 70.095
| 25 | UAB50S 3PT4S0000C 00025F | 56.5282 | UAB50S 4PT4S0000C 00025F | 70.095
| 30 | UAB50S 3PT4S0000C 00030F | 56.5282 | UAB50S 4PT4S0000C 00030F | 70.095
| 32 | UAB50S 3PT4S0000C 00032F | 56.5282 | UAB50S 4PT4S0000C 00032F | 70.095
| 40 | UAB50S 3PT4S0000C 00040F | 56.5282 | UAB50S 4PT4S0000C 00040F | 70.095
| 50 | UAB50S 3PT4S0000C 00050F | 56.5282 | UAB50S 4PT4S0000C 00050F | 70.095
UAB50H 30kA | 15 | UAB50H 3PT4S0000C 00015F | 61.6743 | UAB50H 4PT4S0000C 00015F | 76.4626
| 16 | UAB50H 3PT4S0000C 00016F | 61.6743 | UAB50H 4PT4S0000C 00016F | 76.4626
| 20 | UAB50H 3PT4S0000C 00020F | 61.6743 | UAB50H 4PT4S0000C 00020F | 76.4626
| 25 | UAB50H 3PT4S0000C 00025F | 61.6743 | UAB50H 4PT4S0000C 00025F | 76.4626
| 30 | UAB50H 3PT4S0000C 00030F | 61.6743 | UAB50H 4PT4S0000C 00030F | 76.4626
| 32 | UAB50H 3PT4S0000C 00032F | 61.6743 | UAB50H 4PT4S0000C 00032F | 76.4626
| 40 | UAB50H 3PT4S0000C 00040F | 61.6743 | UAB50H 4PT4S0000C 00040F | 76.4626
| 50 | UAB50H 3PT4S0000C 00050F | 61.6743 | UAB50H 4PT4S0000C 00050F | 76.4626
UAB100R 25kA | 15 | UAB100R 3PT4S0000C 00015F | 56.5282 | UAB100R 4PT4S0000C 00015F | 70.095 | 40/45℃, Screw type terminal connection, No option, 50/60Hz
| 16 | UAB100R 3PT4S0000C 00016F | 56.5282 | UAB100R 4PT4S0000C 00016F | 70.095
| 20 | UAB100R 3PT4S0000C 00020F | 56.5282 | UAB100R 4PT4S0000C 00020F | 70.095
| 25 | UAB100R 3PT4S0000C 00025F | 56.5282 | UAB100R 4PT4S0000C 00025F | 70.095
| 30 | UAB100R 3PT4S0000C 00030F | 56.5282 | UAB100R 4PT4S0000C 00030F | 70.095
| 32 | UAB100R 3PT4S0000C 00032F | 56.5282 | UAB100R 4PT4S0000C 00032F | 70.095
| 40 | UAB100R 3PT4S0000C 00040F | 56.5282 | UAB100R 4PT4S0000C 00040F | 70.095
| 50 | UAB100R 3PT4S0000C 00050F | 56.5282 | UAB100R 4PT4S0000C 00050F | 70.095
| 60 | UAB100R 3PT4S0000C 00060F | 56.5282 | UAB100R 4PT4S0000C 00060F | 70.095
| 63 | UAB100R 3PT4S0000C 00063F | 56.5282 | UAB100R 4PT4S0000C 00063F | 70.095
| 75 | UAB100R 3PT4S0000C 00075F | 56.5282 | UAB100R 4PT4S0000C 00075F | 70.095
| 80 | UAB100R 3PT4S0000C 00080F | 56.5282 | UAB100R 4PT4S0000C 00080F | 70.095
| 100 | UAB100R 3PT4S0000C 00100F | 56.5282 | UAB100R 4PT4S0000C 00100F | 70.095
UAB100S 30kA | 15 | UAB100S 3PT4S0000C 00015F | 61.6743 | UAB100S 4PT4S0000C 00015F | 76.4626
| 16 | UAB100S 3PT4S0000C 00016F | 61.6743 | UAB100S 4PT4S0000C 00016F | 76.4626
| 20 | UAB100S 3PT4S0000C 00020F | 61.6743 | UAB100S 4PT4S0000C 00020F | 76.4626
| 25 | UAB100S 3PT4S0000C 00025F | 61.6743 | UAB100S 4PT4S0000C 00025F | 76.4626
| 30 | UAB100S 3PT4S0000C 00030F | 61.6743 | UAB100S 4PT4S0000C 00030F | 76.4626
| 32 | UAB100S 3PT4S0000C 00032F | 61.6743 | UAB100S 4PT4S0000C 00032F | 76.4626
| 40 | UAB100S 3PT4S0000C 00040F | 61.6743 | UAB100S 4PT4S0000C 00040F | 76.4626
| 50 | UAB100S 3PT4S0000C 00050F | 61.6743 | UAB100S 4PT4S0000C 00050F | 76.4626
| 60 | UAB100S 3PT4S0000C 00060F | 61.6743 | UAB100S 4PT4S0000C 00060F | 76.4626
| 63 | UAB100S 3PT4S0000C 00063F | 61.6743 | UAB100S 4PT4S0000C 00063F | 76.4626
| 75 | UAB100S 3PT4S0000C 00075F | 61.6743 | UAB100S 4PT4S0000C 00075F | 76.4626
| 80 | UAB100S 3PT4S0000C 00080F | 61.6743 | UAB100S 4PT4S0000C 00080F | 76.4626
| 100 | UAB100S 3PT4S0000C 00100F | 61.6743 | UAB100S 4PT4S0000C 00100F | 76.4626

## Литой UCB T p
Standard order code and unit / UCB type - Thermal magnetic |  |  |  |  | ООО "Техноэлектро", тел.: +38 (057) 780-26-94
Нерегулируемые электромагнитная и тепловая уставки
Model / Breaking capacity at AC380/415V | Rated current | 2 pole |  | 3 pole |  | 4 pole |  | Specification
|  | Code | Цена USD c НДС | Code | Цена USD c НДС | Code | Цена USD c НДС
UCB50R 30/25kA | 15 | UCB50R 2PT4S0000C 00015 | 79.806 | UCB50R 3PT4S0000C 00015 | 95.034 | UCB50R 4PT4S0000C 00015 | 109.2515 | 40/45℃, Screw type terminal connection, No option, 50/60Hz
| 20 | UCB50R 2PT4S0000C 00020 | 79.806 | UCB50R 3PT4S0000C 00020 | 95.034 | UCB50R 4PT4S0000C 00020 | 109.2515
| 30 | UCB50R 2PT4S0000C 00030 | 79.806 | UCB50R 3PT4S0000C 00030 | 95.034 | UCB50R 4PT4S0000C 00030 | 109.2515
| 40 | UCB50R 2PT4S0000C 00040 | 79.806 | UCB50R 3PT4S0000C 00040 | 95.034 | UCB50R 4PT4S0000C 00040 | 109.2515
| 50 | UCB50R 2PT4S0000C 00050 | 79.806 | UCB50R 3PT4S0000C 00050 | 95.034 | UCB50R 4PT4S0000C 00050 | 109.2515
UCB50H 42kA | 15 | UCB50H 2PT4S0000C 00015 | 82.2735 | UCB50H 3PT4S0000C 00015 | 97.9715 | UCB50H 4PT4S0000C 00015 | 112.6355
| 16 | UCB50H 2PT4S0000C 00016 | 82.2735 | UCB50H 3PT4S0000C 00016 | 97.9715 | UCB50H 4PT4S0000C 00016 | 112.6355
| 20 | UCB50H 2PT4S0000C 00020 | 82.2735 | UCB50H 3PT4S0000C 00020 | 97.9715 | UCB50H 4PT4S0000C 00020 | 112.6355
| 25 | UCB50H 2PT4S0000C 00025 | 82.2735 | UCB50H 3PT4S0000C 00025 | 97.9715 | UCB50H 4PT4S0000C 00025 | 112.6355
| 30 | UCB50H 2PT4S0000C 00030 | 82.2735 | UCB50H 3PT4S0000C 00030 | 97.9715 | UCB50H 4PT4S0000C 00030 | 112.6355
| 32 | UCB50H 2PT4S0000C 00032 | 82.2735 | UCB50H 3PT4S0000C 00032 | 97.9715 | UCB50H 4PT4S0000C 00032 | 112.6355
| 40 | UCB50H 2PT4S0000C 00040 | 82.2735 | UCB50H 3PT4S0000C 00040 | 97.9715 | UCB50H 4PT4S0000C 00040 | 112.6355
| 50 | UCB50H 2PT4S0000C 00050 | 82.2735 | UCB50H 3PT4S0000C 00050 | 97.9715 | UCB50H 4PT4S0000C 00050 | 112.6355
UCB50L 50kA | 15 | UCB50L 2PT4S0000C 00015 | 87.4905 | UCB50L 3PT4S0000C 00015 | 104.2225 | UCB50L 4PT4S0000C 00015 | 119.7795
| 16 | UCB50L 2PT4S0000C 00016 | 87.4905 | UCB50L 3PT4S0000C 00016 | 104.2225 | UCB50L 4PT4S0000C 00016 | 119.7795
| 20 | UCB50L 2PT4S0000C 00020 | 87.4905 | UCB50L 3PT4S0000C 00020 | 104.2225 | UCB50L 4PT4S0000C 00020 | 119.7795
| 25 | UCB50L 2PT4S0000C 00025 | 87.4905 | UCB50L 3PT4S0000C 00025 | 104.2225 | UCB50L 4PT4S0000C 00025 | 119.7795
| 30 | UCB50L 2PT4S0000C 00030 | 87.4905 | UCB50L 3PT4S0000C 00030 | 104.2225 | UCB50L 4PT4S0000C 00030 | 119.7795
| 32 | UCB50L 2PT4S0000C 00032 | 87.4905 | UCB50L 3PT4S0000C 00032 | 104.2225 | UCB50L 4PT4S0000C 00032 | 119.7795
| 40 | UCB50L 2PT4S0000C 00040 | 87.4905 | UCB50L 3PT4S0000C 00040 | 104.2225 | UCB50L 4PT4S0000C 00040 | 119.7795
| 50 | UCB50L 2PT4S0000C 00050 | 87.4905 | UCB50L 3PT4S0000C 00050 | 104.2225 | UCB50L 4PT4S0000C 00050 | 119.7795
UCB100R 30/25kA | 15 | UCB100R 2PT4S0000C 00015 | 79.806 | UCB100R 3PT4S0000C 00015 | 95.034 | UCB100R 4PT4S0000C 00015 | 109.2515 | 40/45℃, Screw type terminal connection, No option, 50/60Hz
| 16 | UCB100R 2PT4S0000C 00016 | 79.806 | UCB100R 3PT4S0000C 00016 | 95.034 | UCB100R 4PT4S0000C 00016 | 109.2515
| 20 | UCB100R 2PT4S0000C 00020 | 79.806 | UCB100R 3PT4S0000C 00020 | 95.034 | UCB100R 4PT4S0000C 00020 | 109.2515
| 25 | UCB100R 2PT4S0000C 00025 | 79.806 | UCB100R 3PT4S0000C 00025 | 95.034 | UCB100R 4PT4S0000C 00025 | 109.2515
| 30 | UCB100R 2PT4S0000C 00030 | 79.806 | UCB100R 3PT4S0000C 00030 | 95.034 | UCB100R 4PT4S0000C 00030 | 109.2515
| 32 | UCB100R 2PT4S0000C 00032 | 79.806 | UCB100R 3PT4S0000C 00032 | 95.034 | UCB100R 4PT4S0000C 00032 | 109.2515
| 40 | UCB100R 2PT4S0000C 00040 | 79.806 | UCB100R 3PT4S0000C 00040 | 95.034 | UCB100R 4PT4S0000C 00040 | 109.2515
| 50 | UCB100R 2PT4S0000C 00050 | 79.806 | UCB100R 3PT4S0000C 00050 | 95.034 | UCB100R 4PT4S0000C 00050 | 109.2515
| 60 | UCB100R 2PT4S0000C 00060 | 79.806 | UCB100R 3PT4S0000C 00060 | 95.034 | UCB100R 4PT4S0000C 00060 | 109.2515
| 63 | UCB100R 2PT4S0000C 00063 | 79.806 | UCB100R 3PT4S0000C 00063 | 95.034 | UCB100R 4PT4S0000C 00063 | 109.2515
| 75 | UCB100R 2PT4S0000C 00075 | 79.806 | UCB100R 3PT4S0000C 00075 | 95.034 | UCB100R 4PT4S0000C 00075 | 109.2515
| 80 | UCB100R 2PT4S0000C 00080 | 79.806 | UCB100R 3PT4S0000C 00080 | 95.034 | UCB100R 4PT4S0000C 00080 | 109.2515
| 100 | UCB100R 2PT4S0000C 00100 | 79.806 | UCB100R 3PT4S0000C 00100 | 95.034 | UCB100R 4PT4S0000C 00100 | 109.2515
UCB100S 42/36kA | 15 | UCB100S 2PT4S0000C 00015 | 84.8585 | UCB100S 3PT4S0000C 00015 | 101.097 | UCB100S 4PT4S0000C 00015 | 116.184
| 16 | UCB100S 2PT4S0000C 00016 | 84.8585 | UCB100S 3PT4S0000C 00016 | 101.097 | UCB100S 4PT4S0000C 00016 | 116.184
| 20 | UCB100S 2PT4S0000C 00020 | 84.8585 | UCB100S 3PT4S0000C 00020 | 101.097 | UCB100S 4PT4S0000C 00020 | 116.184
| 25 | UCB100S 2PT4S0000C 00025 | 84.8585 | UCB100S 3PT4S0000C 00025 | 101.097 | UCB100S 4PT4S0000C 00025 | 116.184
| 30 | UCB100S 2PT4S0000C 00030 | 84.8585 | UCB100S 3PT4S0000C 00030 | 101.097 | UCB100S 4PT4S0000C 00030 | 116.184
| 32 | UCB100S 2PT4S0000C 00032 | 84.8585 | UCB100S 3PT4S0000C 00032 | 101.097 | UCB100S 4PT4S0000C 00032 | 116.184
| 40 | UCB100S 2PT4S0000C 00040 | 84.8585 | UCB100S 3PT4S0000C 00040 | 101.097 | UCB100S 4PT4S0000C 00040 | 116.184
| 50 | UCB100S 2PT4S0000C 00050 | 84.8585 | UCB100S 3PT4S0000C 00050 | 101.097 | UCB100S 4PT4S0000C 00050 | 116.184
| 60 | UCB100S 2PT4S0000C 00060 | 84.8585 | UCB100S 3PT4S0000C 00060 | 101.097 | UCB100S 4PT4S0000C 00060 | 116.184
| 63 | UCB100S 2PT4S0000C 00063 | 84.8585 | UCB100S 3PT4S0000C 00063 | 101.097 | UCB100S 4PT4S0000C 00063 | 116.184
| 75 | UCB100S 2PT4S0000C 00075 | 84.8585 | UCB100S 3PT4S0000C 00075 | 101.097 | UCB100S 4PT4S0000C 00075 | 116.184
| 80 | UCB100S 2PT4S0000C 00080 | 84.8585 | UCB100S 3PT4S0000C 00080 | 101.097 | UCB100S 4PT4S0000C 00080 | 116.184
| 100 | UCB100S 2PT4S0000C 00100 | 84.8585 | UCB100S 3PT4S0000C 00100 | 101.097 | UCB100S 4PT4S0000C 00100 | 116.184
UCB100H 42kA | 15 | UCB100H 2PT4S0000C 00015 | 82.2735 | UCB100H 3PT4S0000C 00015 | 97.9715 | UCB100H 4PT4S0000C 00015 | 112.6355
| 16 | UCB100H 2PT4S0000C 00016 | 82.2735 | UCB100H 3PT4S0000C 00016 | 97.9715 | UCB100H 4PT4S0000C 00016 | 112.6355
| 20 | UCB100H 2PT4S0000C 00020 | 82.2735 | UCB100H 3PT4S0000C 00020 | 97.9715 | UCB100H 4PT4S0000C 00020 | 112.6355
| 25 | UCB100H 2PT4S0000C 00025 | 82.2735 | UCB100H 3PT4S0000C 00025 | 97.9715 | UCB100H 4PT4S0000C 00025 | 112.6355
| 30 | UCB100H 2PT4S0000C 00030 | 82.2735 | UCB100H 3PT4S0000C 00030 | 97.9715 | UCB100H 4PT4S0000C 00030 | 112.6355
| 32 | UCB100H 2PT4S0000C 00032 | 82.2735 | UCB100H 3PT4S0000C 00032 | 97.9715 | UCB100H 4PT4S0000C 00032 | 112.6355
| 40 | UCB100H 2PT4S0000C 00040 | 82.2735 | UCB100H 3PT4S0000C 00040 | 97.9715 | UCB100H 4PT4S0000C 00040 | 112.6355
| 50 | UCB100H 2PT4S0000C 00050 | 82.2735 | UCB100H 3PT4S0000C 00050 | 97.9715 | UCB100H 4PT4S0000C 00050 | 112.6355
| 60 | UCB100H 2PT4S0000C 00060 | 82.2735 | UCB100H 3PT4S0000C 00060 | 97.9715 | UCB100H 4PT4S0000C 00060 | 112.6355
| 63 | UCB100H 2PT4S0000C 00063 | 82.2735 | UCB100H 3PT4S0000C 00063 | 97.9715 | UCB100H 4PT4S0000C 00063 | 112.6355
| 75 | UCB100H 2PT4S0000C 00075 | 82.2735 | UCB100H 3PT4S0000C 00075 | 97.9715 | UCB100H 4PT4S0000C 00075 | 112.6355
| 80 | UCB100H 2PT4S0000C 00080 | 82.2735 | UCB100H 3PT4S0000C 00080 | 97.9715 | UCB100H 4PT4S0000C 00080 | 112.6355
| 100 | UCB100H 2PT4S0000C 00100 | 82.2735 | UCB100H 3PT4S0000C 00100 | 97.9715 | UCB100H 4PT4S0000C 00100 | 112.6355
| 125 | UCB100H 2PT4S0000C 00125 | 82.2735 | UCB100H 3PT4S0000C 00125 | 97.9715 | UCB100H 4PT4S0000C 00125 | 112.6355
UCB100L 50kA | 15 | UCB100L 2PT4S0000C 00015 | 87.4905 | UCB100L 3PT4S0000C 00015 | 104.2225 | UCB100L 4PT4S0000C 00015 | 119.7795
| 16 | UCB100L 2PT4S0000C 00016 | 87.4905 | UCB100L 3PT4S0000C 00016 | 104.2225 | UCB100L 4PT4S0000C 00016 | 119.7795
| 20 | UCB100L 2PT4S0000C 00020 | 87.4905 | UCB100L 3PT4S0000C 00020 | 104.2225 | UCB100L 4PT4S0000C 00020 | 119.7795
| 25 | UCB100L 2PT4S0000C 00025 | 87.4905 | UCB100L 3PT4S0000C 00025 | 104.2225 | UCB100L 4PT4S0000C 00025 | 119.7795
| 30 | UCB100L 2PT4S0000C 00030 | 87.4905 | UCB100L 3PT4S0000C 00030 | 104.2225 | UCB100L 4PT4S0000C 00030 | 119.7795
| 32 | UCB100L 2PT4S0000C 00032 | 87.4905 | UCB100L 3PT4S0000C 00032 | 104.2225 | UCB100L 4PT4S0000C 00032 | 119.7795
| 40 | UCB100L 2PT4S0000C 00040 | 87.4905 | UCB100L 3PT4S0000C 00040 | 104.2225 | UCB100L 4PT4S0000C 00040 | 119.7795
| 50 | UCB100L 2PT4S0000C 00050 | 87.4905 | UCB100L 3PT4S0000C 00050 | 104.2225 | UCB100L 4PT4S0000C 00050 | 119.7795
| 60 | UCB100L 2PT4S0000C 00060 | 87.4905 | UCB100L 3PT4S0000C 00060 | 104.2225 | UCB100L 4PT4S0000C 00060 | 119.7795
| 63 | UCB100L 2PT4S0000C 00063 | 87.4905 | UCB100L 3PT4S0000C 00063 | 104.2225 | UCB100L 4PT4S0000C 00063 | 119.7795
| 75 | UCB100L 2PT4S0000C 00075 | 87.4905 | UCB100L 3PT4S0000C 00075 | 104.2225 | UCB100L 4PT4S0000C 00075 | 119.7795
| 80 | UCB100L 2PT4S0000C 00080 | 87.4905 | UCB100L 3PT4S0000C 00080 | 104.2225 | UCB100L 4PT4S0000C 00080 | 119.7795
| 100 | UCB100L 2PT4S0000C 00100 | 87.4905 | UCB100L 3PT4S0000C 00100 | 104.2225 | UCB100L 4PT4S0000C 00100 | 119.7795
| 125 | UCB100L 2PT4S0000C 00125 | 87.4905 | UCB100L 3PT4S0000C 00125 | 104.2225 | UCB100L 4PT4S0000C 00125 | 119.7795
UCB160H 42kA | 100 | UCB160H 2PT4S0000C 00100 | 101.1675 | UCB160H 3PT4S0000C 00100 | 102.507 | UCB160H 4PT4S0000C 00100 | 147.2275 | 40/45℃, Screw type terminal connection, No option, 50/60Hz
| 125 | UCB160H 2PT4S0000C 00125 | 101.1675 | UCB160H 3PT4S0000C 00125 | 102.507 | UCB160H 4PT4S0000C 00125 | 147.2275
| 160 | UCB160H 2PT4S0000C 00160 | 101.1675 | UCB160H 3PT4S0000C 00160 | 102.507 | UCB160H 4PT4S0000C 00160 | 147.2275
UCB160L 50kA | 100 | UCB160L 2PT4S0000C 00100 | 107.6065 | UCB160L 3PT4S0000C 00100 | 109.04 | UCB160L 4PT4S0000C 00100 | 156.604
| 125 | UCB160L 2PT4S0000C 00125 | 107.6065 | UCB160L 3PT4S0000C 00125 | 109.04 | UCB160L 4PT4S0000C 00125 | 156.604
| 160 | UCB160L 2PT4S0000C 00160 | 107.6065 | UCB160L 3PT4S0000C 00160 | 109.04 | UCB160L 4PT4S0000C 00160 | 156.604
UCB250R 25/18kA | 125 | UCB250R 2PT4S0000C 00125 | 83.8715 | UCB250R 3PT4S0000C 00125 | 99.8515 | UCB250R 4PT4S0000C 00125 | 119.0275 | 40/45℃, Screw type terminal connection, No option, 50/60Hz
| 150 | UCB250R 2PT4S0000C 00150 | 83.8715 | UCB250R 3PT4S0000C 00150 | 99.8515 | UCB250R 4PT4S0000C 00150 | 119.0275
| 160 | UCB250R 2PT4S0000C 00160 | 83.8715 | UCB250R 3PT4S0000C 00160 | 99.8515 | UCB250R 4PT4S0000C 00160 | 119.0275
| 175 | UCB250R 2PT4S0000C 00175 | 83.8715 | UCB250R 3PT4S0000C 00175 | 99.8515 | UCB250R 4PT4S0000C 00175 | 119.0275
| 200 | UCB250R 2PT4S0000C 00200 | 83.8715 | UCB250R 3PT4S0000C 00200 | 99.8515 | UCB250R 4PT4S0000C 00200 | 119.0275
| 225 | UCB250R 2PT4S0000C 00225 | 83.8715 | UCB250R 3PT4S0000C 00225 | 99.8515 | UCB250R 4PT4S0000C 00225 | 119.0275
| 250 | UCB250R 2PT4S0000C 00250 | 83.8715 | UCB250R 3PT4S0000C 00250 | 99.8515 | UCB250R 4PT4S0000C 00250 | 119.0275
UCB250S 35/25kA | 125 | UCB250S 2PT4S0000C 00125 | 87.702 | UCB250S 3PT4S0000C 00125 | 104.387 | UCB250S 4PT4S0000C 00125 | 124.4325
| 150 | UCB250S 2PT4S0000C 00150 | 87.702 | UCB250S 3PT4S0000C 00150 | 104.387 | UCB250S 4PT4S0000C 00150 | 124.4325
| 160 | UCB250S 2PT4S0000C 00160 | 87.702 | UCB250S 3PT4S0000C 00160 | 104.387 | UCB250S 4PT4S0000C 00160 | 124.4325
| 175 | UCB250S 2PT4S0000C 00175 | 87.702 | UCB250S 3PT4S0000C 00175 | 104.387 | UCB250S 4PT4S0000C 00175 | 124.4325
| 200 | UCB250S 2PT4S0000C 00200 | 87.702 | UCB250S 3PT4S0000C 00200 | 104.387 | UCB250S 4PT4S0000C 00200 | 124.4325
| 225 | UCB250S 2PT4S0000C 00225 | 87.702 | UCB250S 3PT4S0000C 00225 | 104.387 | UCB250S 4PT4S0000C 00225 | 124.4325
| 250 | UCB250S 2PT4S0000C 00250 | 87.702 | UCB250S 3PT4S0000C 00250 | 104.387 | UCB250S 4PT4S0000C 00250 | 124.4325
UCB250N 42/36kA | 125 | UCB250N 2PT4S0000C 00125 | 104.857 | UCB250N 3PT4S0000C 00125 | 106.2435 | UCB250N 4PT4S0000C 00125 | 152.5855
| 150 | UCB250N 2PT4S0000C 00150 | 104.857 | UCB250N 3PT4S0000C 00150 | 106.2435 | UCB250N 4PT4S0000C 00150 | 152.5855
| 160 | UCB250N 2PT4S0000C 00160 | 104.857 | UCB250N 3PT4S0000C 00160 | 106.2435 | UCB250N 4PT4S0000C 00160 | 152.5855
| 175 | UCB250N 2PT4S0000C 00175 | 104.857 | UCB250N 3PT4S0000C 00175 | 106.2435 | UCB250N 4PT4S0000C 00175 | 152.5855
| 200 | UCB250N 2PT4S0000C 00200 | 104.857 | UCB250N 3PT4S0000C 00200 | 106.2435 | UCB250N 4PT4S0000C 00200 | 152.5855
| 225 | UCB250N 2PT4S0000C 00225 | 104.857 | UCB250N 3PT4S0000C 00225 | 106.2435 | UCB250N 4PT4S0000C 00225 | 152.5855
| 250 | UCB250N 2PT4S0000C 00250 | 104.857 | UCB250N 3PT4S0000C 00250 | 106.2435 | UCB250N 4PT4S0000C 00250 | 152.5855
UCB250H 42kA | 125 | UCB250H 2PT4S0000C 00125 | 110.3795 | UCB250H 3PT4S0000C 00125 | 111.8365 | UCB250H 4PT4S0000C 00125 | 160.6225
| 150 | UCB250H 2PT4S0000C 00150 | 110.3795 | UCB250H 3PT4S0000C 00150 | 111.8365 | UCB250H 4PT4S0000C 00150 | 160.6225
| 160 | UCB250H 2PT4S0000C 00160 | 110.3795 | UCB250H 3PT4S0000C 00160 | 111.8365 | UCB250H 4PT4S0000C 00160 | 160.6225
| 175 | UCB250H 2PT4S0000C 00175 | 110.3795 | UCB250H 3PT4S0000C 00175 | 111.8365 | UCB250H 4PT4S0000C 00175 | 160.6225
| 200 | UCB250H 2PT4S0000C 00200 | 110.3795 | UCB250H 3PT4S0000C 00200 | 111.8365 | UCB250H 4PT4S0000C 00200 | 160.6225
| 225 | UCB250H 2PT4S0000C 00225 | 110.3795 | UCB250H 3PT4S0000C 00225 | 111.8365 | UCB250H 4PT4S0000C 00225 | 160.6225
| 250 | UCB250H 2PT4S0000C 00250 | 110.3795 | UCB250H 3PT4S0000C 00250 | 111.8365 | UCB250H 4PT4S0000C 00250 | 160.6225
UCB250L 50kA | 125 | UCB250L 2PT4S0000C 00125 | 119.568 | UCB250L 3PT4S0000C 00125 | 121.1425 | UCB250L 4PT4S0000C 00125 | 174.0175
| 150 | UCB250L 2PT4S0000C 00150 | 119.568 | UCB250L 3PT4S0000C 00150 | 121.1425 | UCB250L 4PT4S0000C 00150 | 174.0175
| 160 | UCB250L 2PT4S0000C 00160 | 119.568 | UCB250L 3PT4S0000C 00160 | 121.1425 | UCB250L 4PT4S0000C 00160 | 174.0175
| 175 | UCB250L 2PT4S0000C 00175 | 119.568 | UCB250L 3PT4S0000C 00175 | 121.1425 | UCB250L 4PT4S0000C 00175 | 174.0175
| 200 | UCB250L 2PT4S0000C 00200 | 119.568 | UCB250L 3PT4S0000C 00200 | 121.1425 | UCB250L 4PT4S0000C 00200 | 174.0175
| 225 | UCB250L 2PT4S0000C 00225 | 119.568 | UCB250L 3PT4S0000C 00225 | 121.1425 | UCB250L 4PT4S0000C 00225 | 174.0175
| 250 | UCB250L 2PT4S0000C 00250 | 119.568 | UCB250L 3PT4S0000C 00250 | 121.1425 | UCB250L 4PT4S0000C 00250 | 174.0175
UCB400R 30kA | 250 | UCB400R 2PT4S0000C 00250 | 172.114 | UCB400R 3PT4S0000C 00250 | 215.1425 | UCB400R 4PT4S0000C 00250 | 257.7245 | 40/45℃, Screw type terminal connection, No option, 50/60Hz
| 300 | UCB400R 2PT4S0000C 00300 | 172.114 | UCB400R 3PT4S0000C 00300 | 215.1425 | UCB400R 4PT4S0000C 00300 | 257.7245
| 320 | UCB400R 2PT4S0000C 00320 | 172.114 | UCB400R 3PT4S0000C 00320 | 215.1425 | UCB400R 4PT4S0000C 00320 | 257.7245
| 350 | UCB400R 2PT4S0000C 00350 | 172.114 | UCB400R 3PT4S0000C 00350 | 215.1425 | UCB400R 4PT4S0000C 00350 | 257.7245
| 400 | UCB400R 2PT4S0000C 00400 | 172.114 | UCB400R 3PT4S0000C 00400 | 215.1425 | UCB400R 4PT4S0000C 00400 | 257.7245
UCB400S 42kA | 250 | UCB400S 2PT4S0000C 00250 | 150.0945 | UCB400S 3PT4S0000C 00250 | 187.624 | UCB400S 4PT4S0000C 00250 | 239.3945
| 300 | UCB400S 2PT4S0000C 00300 | 150.0945 | UCB400S 3PT4S0000C 00300 | 187.624 | UCB400S 4PT4S0000C 00300 | 239.3945
| 320 | UCB400S 2PT4S0000C 00320 | 150.0945 | UCB400S 3PT4S0000C 00320 | 187.624 | UCB400S 4PT4S0000C 00320 | 239.3945
| 350 | UCB400S 2PT4S0000C 00350 | 150.0945 | UCB400S 3PT4S0000C 00350 | 187.624 | UCB400S 4PT4S0000C 00350 | 239.3945
| 400 | UCB400S 2PT4S0000C 00400 | 150.0945 | UCB400S 3PT4S0000C 00400 | 187.624 | UCB400S 4PT4S0000C 00400 | 239.3945
UCB400H 65kA | 250 | UCB400H 2PT4S0000C 00250 | 187.765 | UCB400H 3PT4S0000C 00250 | 234.6945 | UCB400H 4PT4S0000C 00250 | 281.154
| 300 | UCB400H 2PT4S0000C 00300 | 187.765 | UCB400H 3PT4S0000C 00300 | 234.6945 | UCB400H 4PT4S0000C 00300 | 281.154
| 320 | UCB400H 2PT4S0000C 00320 | 187.765 | UCB400H 3PT4S0000C 00320 | 234.6945 | UCB400H 4PT4S0000C 00320 | 281.154
| 350 | UCB400H 2PT4S0000C 00350 | 187.765 | UCB400H 3PT4S0000C 00350 | 234.6945 | UCB400H 4PT4S0000C 00350 | 281.154
| 400 | UCB400H 2PT4S0000C 00400 | 187.765 | UCB400H 3PT4S0000C 00400 | 234.6945 | UCB400H 4PT4S0000C 00400 | 281.154
UCB400L 100kA | 250 | UCB400L 2PT4S0000C 00250 | 202.899 | UCB400L 3PT4S0000C 00250 | 253.612 | UCB400L 4PT4S0000C 00250 | 304.607
| 300 | UCB400L 2PT4S0000C 00300 | 202.899 | UCB400L 3PT4S0000C 00300 | 253.612 | UCB400L 4PT4S0000C 00300 | 304.607
| 320 | UCB400L 2PT4S0000C 00320 | 202.899 | UCB400L 3PT4S0000C 00320 | 253.612 | UCB400L 4PT4S0000C 00320 | 304.607
| 350 | UCB400L 2PT4S0000C 00350 | 202.899 | UCB400L 3PT4S0000C 00350 | 253.612 | UCB400L 4PT4S0000C 00350 | 304.607
| 400 | UCB400L 2PT4S0000C 00400 | 202.899 | UCB400L 3PT4S0000C 00400 | 253.612 | UCB400L 4PT4S0000C 00400 | 304.607
UCB630R 45kA | 500 | UCB630R 2PT4S0000C 00500 | 264.1165 | UCB630R 3PT4S0000C 00500 | 330.1515 | UCB630R 4PT4S0000C 00500 | 444.6435 | 40/45℃, Screw type terminal connection, No option, 50/60Hz
| 630 | UCB630R 2PT4S0000C 00630 | 264.1165 | UCB630R 3PT4S0000C 00630 | 330.1515 | UCB630R 4PT4S0000C 00630 | 444.6435
UCB630S 65kA | 500 | UCB630S 2PT4S0000C 00500 | 276.125 | UCB630S 3PT4S0000C 00500 | 345.168 | UCB630S 4PT4S0000C 00500 | 464.8535
| 630 | UCB630S 2PT4S0000C 00630 | 276.125 | UCB630S 3PT4S0000C 00630 | 345.168 | UCB630S 4PT4S0000C 00630 | 464.8535
UCB630H 85kA | 500 | UCB630H 2PT4S0000C 00500 | 288.1335 | UCB630H 3PT4S0000C 00500 | 360.161 | UCB630H 4PT4S0000C 00500 | 485.0635
| 630 | UCB630H 2PT4S0000C 00630 | 288.1335 | UCB630H 3PT4S0000C 00630 | 360.161 | UCB630H 4PT4S0000C 00630 | 485.0635
UCB630L 100kA | 500 | UCB630L 2PT4S0000C 00500 | 312.1505 | UCB630L 3PT4S0000C 00500 | 390.194 | UCB630L 4PT4S0000C 00500 | 525.4835
| 630 | UCB630L 2PT4S0000C 00630 | 312.1505 | UCB630L 3PT4S0000C 00630 | 390.194 | UCB630L 4PT4S0000C 00630 | 525.4835
UCB800R 45kA | 700 | UCB800R 2PT4S0000C 00700 | 268.3935 | UCB800R 3PT4S0000C 00700 | 335.486 | UCB800R 4PT4S0000C 00700 | 444.6435 | 40/45℃, Screw type terminal connection, No option, 50/60Hz
| 800 | UCB800R 2PT4S0000C 00800 | 268.3935 | UCB800R 3PT4S0000C 00800 | 335.486 | UCB800R 4PT4S0000C 00800 | 444.6435
UCB800S 65kA | 700 | UCB800S 2PT4S0000C 00700 | 280.59 | UCB800S 3PT4S0000C 00700 | 350.7375 | UCB800S 4PT4S0000C 00700 | 464.8535
| 800 | UCB800S 2PT4S0000C 00800 | 280.59 | UCB800S 3PT4S0000C 00800 | 350.7375 | UCB800S 4PT4S0000C 00800 | 464.8535
UCB800H 85kA | 700 | UCB800H 2PT4S0000C 00700 | 292.7865 | UCB800H 3PT4S0000C 00700 | 365.989 | UCB800H 4PT4S0000C 00700 | 485.0635
| 800 | UCB800H 2PT4S0000C 00800 | 292.7865 | UCB800H 3PT4S0000C 00800 | 365.989 | UCB800H 4PT4S0000C 00800 | 485.0635
UCB800L 100kA | 700 | UCB800L 2PT4S0000C 00700 | 317.1795 | UCB800L 3PT4S0000C 00700 | 396.4685 | UCB800L 4PT4S0000C 00700 | 525.4835
| 800 | UCB800L 2PT4S0000C 00800 | 317.1795 | UCB800L 3PT4S0000C 00800 | 396.4685 | UCB800L 4PT4S0000C 00800 | 525.4835
Нерегулируемая электромагнитная и регулируемая тепловая уставки / Термомагнитное расцепление
Model / Breaking capacity at AC380/415V | Rated current | 2 pole |  | 3 pole |  | 4 pole |  | Specification
|  | Code | Цена USD c НДС | Code | Цена USD c НДС | Code | Цена USD c НДС
UCB50H 42kA | 15 | UCB50H 2PT4S0000C 00015F | 93.9765 | UCB50H 3PT4S0000C 00015F | 115.5495 | UCB50H 4PT4S0000C 00015F | 139.1905 | 40/45℃, Screw type terminal connection, No option, 50/60Hz
| 16 | UCB50H 2PT4S0000C 00016F | 93.9765 | UCB50H 3PT4S0000C 00016F | 115.5495 | UCB50H 4PT4S0000C 00016F | 139.1905
| 20 | UCB50H 2PT4S0000C 00020F | 93.9765 | UCB50H 3PT4S0000C 00020F | 115.5495 | UCB50H 4PT4S0000C 00020F | 139.1905
| 25 | UCB50H 2PT4S0000C 00025F | 93.9765 | UCB50H 3PT4S0000C 00025F | 115.5495 | UCB50H 4PT4S0000C 00025F | 139.1905
| 30 | UCB50H 2PT4S0000C 00030F | 93.9765 | UCB50H 3PT4S0000C 00030F | 115.5495 | UCB50H 4PT4S0000C 00030F | 139.1905
| 32 | UCB50H 2PT4S0000C 00032F | 93.9765 | UCB50H 3PT4S0000C 00032F | 115.5495 | UCB50H 4PT4S0000C 00032F | 139.1905
| 40 | UCB50H 2PT4S0000C 00040F | 93.9765 | UCB50H 3PT4S0000C 00040F | 115.5495 | UCB50H 4PT4S0000C 00040F | 139.1905
| 50 | UCB50H 2PT4S0000C 00050F | 93.9765 | UCB50H 3PT4S0000C 00050F | 115.5495 | UCB50H 4PT4S0000C 00050F | 139.1905
UCB50L 50kA | 15 | UCB50L 2PT4S0000C 00015F | 102.5305 | UCB50L 3PT4S0000C 00015F | 126.054 | UCB50L 4PT4S0000C 00015F | 151.293
| 16 | UCB50L 2PT4S0000C 00016F | 102.5305 | UCB50L 3PT4S0000C 00016F | 126.054 | UCB50L 4PT4S0000C 00016F | 151.293
| 20 | UCB50L 2PT4S0000C 00020F | 102.5305 | UCB50L 3PT4S0000C 00020F | 126.054 | UCB50L 4PT4S0000C 00020F | 151.293
| 25 | UCB50L 2PT4S0000C 00025F | 102.5305 | UCB50L 3PT4S0000C 00025F | 126.054 | UCB50L 4PT4S0000C 00025F | 151.293
| 30 | UCB50L 2PT4S0000C 00030F | 102.5305 | UCB50L 3PT4S0000C 00030F | 126.054 | UCB50L 4PT4S0000C 00030F | 151.293
| 32 | UCB50L 2PT4S0000C 00032F | 102.5305 | UCB50L 3PT4S0000C 00032F | 126.054 | UCB50L 4PT4S0000C 00032F | 151.293
| 40 | UCB50L 2PT4S0000C 00040F | 102.5305 | UCB50L 3PT4S0000C 00040F | 126.054 | UCB50L 4PT4S0000C 00040F | 151.293
| 50 | UCB50L 2PT4S0000C 00050F | 102.5305 | UCB50L 3PT4S0000C 00050F | 126.054 | UCB50L 4PT4S0000C 00050F | 151.293
UCB100R 30/25kA | 15 | UCB100R 2PT4S0000C 00015F | 91.1565 | UCB100R 3PT4S0000C 00015F | 112.0715 | UCB100R 4PT4S0000C 00015F | 135.0075 | 40/45℃, Screw type terminal connection, No option, 50/60Hz
| 16 | UCB100R 2PT4S0000C 00016F | 91.1565 | UCB100R 3PT4S0000C 00016F | 112.0715 | UCB100R 4PT4S0000C 00016F | 135.0075
| 20 | UCB100R 2PT4S0000C 00020F | 91.1565 | UCB100R 3PT4S0000C 00020F | 112.0715 | UCB100R 4PT4S0000C 00020F | 135.0075
| 25 | UCB100R 2PT4S0000C 00025F | 91.1565 | UCB100R 3PT4S0000C 00025F | 112.0715 | UCB100R 4PT4S0000C 00025F | 135.0075
| 30 | UCB100R 2PT4S0000C 00030F | 91.1565 | UCB100R 3PT4S0000C 00030F | 112.0715 | UCB100R 4PT4S0000C 00030F | 135.0075
| 32 | UCB100R 2PT4S0000C 00032F | 91.1565 | UCB100R 3PT4S0000C 00032F | 112.0715 | UCB100R 4PT4S0000C 00032F | 135.0075
| 40 | UCB100R 2PT4S0000C 00040F | 91.1565 | UCB100R 3PT4S0000C 00040F | 112.0715 | UCB100R 4PT4S0000C 00040F | 135.0075
| 50 | UCB100R 2PT4S0000C 00050F | 91.1565 | UCB100R 3PT4S0000C 00050F | 112.0715 | UCB100R 4PT4S0000C 00050F | 135.0075
| 60 | UCB100R 2PT4S0000C 00060F | 91.1565 | UCB100R 3PT4S0000C 00060F | 112.0715 | UCB100R 4PT4S0000C 00060F | 135.0075
| 63 | UCB100R 2PT4S0000C 00063F | 91.1565 | UCB100R 3PT4S0000C 00063F | 112.0715 | UCB100R 4PT4S0000C 00063F | 135.0075
| 75 | UCB100R 2PT4S0000C 00075F | 91.1565 | UCB100R 3PT4S0000C 00075F | 112.0715 | UCB100R 4PT4S0000C 00075F | 135.0075
| 80 | UCB100R 2PT4S0000C 00080F | 91.1565 | UCB100R 3PT4S0000C 00080F | 112.0715 | UCB100R 4PT4S0000C 00080F | 135.0075
| 100 | UCB100R 2PT4S0000C 00100F | 91.1565 | UCB100R 3PT4S0000C 00100F | 112.0715 | UCB100R 4PT4S0000C 00100F | 135.0075
UCB100S 42/36kA | 15 | UCB100S 2PT4S0000C 00015F | 99.452 | UCB100S 3PT4S0000C 00015F | 122.2705 | UCB100S 4PT4S0000C 00015F | 146.7575
| 16 | UCB100S 2PT4S0000C 00016F | 99.452 | UCB100S 3PT4S0000C 00016F | 122.2705 | UCB100S 4PT4S0000C 00016F | 146.7575
| 20 | UCB100S 2PT4S0000C 00020F | 99.452 | UCB100S 3PT4S0000C 00020F | 122.2705 | UCB100S 4PT4S0000C 00020F | 146.7575
| 25 | UCB100S 2PT4S0000C 00025F | 99.452 | UCB100S 3PT4S0000C 00025F | 122.2705 | UCB100S 4PT4S0000C 00025F | 146.7575
| 30 | UCB100S 2PT4S0000C 00030F | 99.452 | UCB100S 3PT4S0000C 00030F | 122.2705 | UCB100S 4PT4S0000C 00030F | 146.7575
| 32 | UCB100S 2PT4S0000C 00032F | 99.452 | UCB100S 3PT4S0000C 00032F | 122.2705 | UCB100S 4PT4S0000C 00032F | 146.7575
| 40 | UCB100S 2PT4S0000C 00040F | 99.452 | UCB100S 3PT4S0000C 00040F | 122.2705 | UCB100S 4PT4S0000C 00040F | 146.7575
| 50 | UCB100S 2PT4S0000C 00050F | 99.452 | UCB100S 3PT4S0000C 00050F | 122.2705 | UCB100S 4PT4S0000C 00050F | 146.7575
| 60 | UCB100S 2PT4S0000C 00060F | 99.452 | UCB100S 3PT4S0000C 00060F | 122.2705 | UCB100S 4PT4S0000C 00060F | 146.7575
| 63 | UCB100S 2PT4S0000C 00063F | 99.452 | UCB100S 3PT4S0000C 00063F | 122.2705 | UCB100S 4PT4S0000C 00063F | 146.7575
| 75 | UCB100S 2PT4S0000C 00075F | 99.452 | UCB100S 3PT4S0000C 00075F | 122.2705 | UCB100S 4PT4S0000C 00075F | 146.7575
| 80 | UCB100S 2PT4S0000C 00080F | 99.452 | UCB100S 3PT4S0000C 00080F | 122.2705 | UCB100S 4PT4S0000C 00080F | 146.7575
| 100 | UCB100S 2PT4S0000C 00100F | 99.452 | UCB100S 3PT4S0000C 00100F | 122.2705 | UCB100S 4PT4S0000C 00100F | 146.7575
UCB100H 42kA | 15 | UCB100H 2PT4S0000C 00015F | 94.7755 | UCB100H 3PT4S0000C 00015F | 116.6305 | UCB100H 4PT4S0000C 00015F | 139.1905
| 16 | UCB100H 2PT4S0000C 00016F | 94.7755 | UCB100H 3PT4S0000C 00016F | 116.6305 | UCB100H 4PT4S0000C 00016F | 139.1905
| 20 | UCB100H 2PT4S0000C 00020F | 94.7755 | UCB100H 3PT4S0000C 00020F | 116.6305 | UCB100H 4PT4S0000C 00020F | 139.1905
| 25 | UCB100H 2PT4S0000C 00025F | 94.7755 | UCB100H 3PT4S0000C 00025F | 116.6305 | UCB100H 4PT4S0000C 00025F | 139.1905
| 30 | UCB100H 2PT4S0000C 00030F | 94.7755 | UCB100H 3PT4S0000C 00030F | 116.6305 | UCB100H 4PT4S0000C 00030F | 139.1905
| 32 | UCB100H 2PT4S0000C 00032F | 94.7755 | UCB100H 3PT4S0000C 00032F | 116.6305 | UCB100H 4PT4S0000C 00032F | 139.1905
| 40 | UCB100H 2PT4S0000C 00040F | 94.7755 | UCB100H 3PT4S0000C 00040F | 116.6305 | UCB100H 4PT4S0000C 00040F | 139.1905
| 50 | UCB100H 2PT4S0000C 00050F | 94.7755 | UCB100H 3PT4S0000C 00050F | 116.6305 | UCB100H 4PT4S0000C 00050F | 139.1905
| 60 | UCB100H 2PT4S0000C 00060F | 94.7755 | UCB100H 3PT4S0000C 00060F | 116.6305 | UCB100H 4PT4S0000C 00060F | 139.1905
| 63 | UCB100H 2PT4S0000C 00063F | 94.7755 | UCB100H 3PT4S0000C 00063F | 116.6305 | UCB100H 4PT4S0000C 00063F | 139.1905
| 75 | UCB100H 2PT4S0000C 00075F | 94.7755 | UCB100H 3PT4S0000C 00075F | 116.6305 | UCB100H 4PT4S0000C 00075F | 139.1905
| 80 | UCB100H 2PT4S0000C 00080F | 94.7755 | UCB100H 3PT4S0000C 00080F | 116.6305 | UCB100H 4PT4S0000C 00080F | 139.1905
| 100 | UCB100H 2PT4S0000C 00100F | 94.7755 | UCB100H 3PT4S0000C 00100F | 116.6305 | UCB100H 4PT4S0000C 00100F | 139.1905
| 125 | UCB100H 2PT4S0000C 00125F | 94.7755 | UCB100H 3PT4S0000C 00125F | 116.6305 | UCB100H 4PT4S0000C 00125F | 139.1905
UCB100L 50kA | 15 | UCB100L 2PT4S0000C 00015F | 103.4 | UCB100L 3PT4S0000C 00015F | 127.229 | UCB100L 4PT4S0000C 00015F | 151.293
| 16 | UCB100L 2PT4S0000C 00016F | 103.4 | UCB100L 3PT4S0000C 00016F | 127.229 | UCB100L 4PT4S0000C 00016F | 151.293
| 20 | UCB100L 2PT4S0000C 00020F | 103.4 | UCB100L 3PT4S0000C 00020F | 127.229 | UCB100L 4PT4S0000C 00020F | 151.293
| 25 | UCB100L 2PT4S0000C 00025F | 103.4 | UCB100L 3PT4S0000C 00025F | 127.229 | UCB100L 4PT4S0000C 00025F | 151.293
| 30 | UCB100L 2PT4S0000C 00030F | 103.4 | UCB100L 3PT4S0000C 00030F | 127.229 | UCB100L 4PT4S0000C 00030F | 151.293
| 32 | UCB100L 2PT4S0000C 00032F | 103.4 | UCB100L 3PT4S0000C 00032F | 127.229 | UCB100L 4PT4S0000C 00032F | 151.293
| 40 | UCB100L 2PT4S0000C 00040F | 103.4 | UCB100L 3PT4S0000C 00040F | 127.229 | UCB100L 4PT4S0000C 00040F | 151.293
| 50 | UCB100L 2PT4S0000C 00050F | 103.4 | UCB100L 3PT4S0000C 00050F | 127.229 | UCB100L 4PT4S0000C 00050F | 151.293
| 60 | UCB100L 2PT4S0000C 00060F | 103.4 | UCB100L 3PT4S0000C 00060F | 127.229 | UCB100L 4PT4S0000C 00060F | 151.293
| 63 | UCB100L 2PT4S0000C 00063F | 103.4 | UCB100L 3PT4S0000C 00063F | 127.229 | UCB100L 4PT4S0000C 00063F | 151.293
| 75 | UCB100L 2PT4S0000C 00075F | 103.4 | UCB100L 3PT4S0000C 00075F | 127.229 | UCB100L 4PT4S0000C 00075F | 151.293
| 80 | UCB100L 2PT4S0000C 00080F | 103.4 | UCB100L 3PT4S0000C 00080F | 127.229 | UCB100L 4PT4S0000C 00080F | 151.293
| 100 | UCB100L 2PT4S0000C 00100F | 103.4 | UCB100L 3PT4S0000C 00100F | 127.229 | UCB100L 4PT4S0000C 00100F | 151.293
| 125 | UCB100L 2PT4S0000C 00125F | 103.4 | UCB100L 3PT4S0000C 00125F | 127.229 | UCB100L 4PT4S0000C 00125F | 151.293
UCB160H 42kA | 100 | UCB160H 2PT4S0000C 00100F | 109.4395 | UCB160H 3PT4S0000C 00100F | 136.3235 | UCB160H 4PT4S0000C 00100F | 166.756 | 40/45℃, Screw type terminal connection, No option, 50/60Hz
| 125 | UCB160H 2PT4S0000C 00125F | 109.4395 | UCB160H 3PT4S0000C 00125F | 136.3235 | UCB160H 4PT4S0000C 00125F | 166.756
| 160 | UCB160H 2PT4S0000C 00160F | 109.4395 | UCB160H 3PT4S0000C 00160F | 136.3235 | UCB160H 4PT4S0000C 00160F | 166.756
UCB160L 50kA | 100 | UCB160L 2PT4S0000C 00100F | 119.38 | UCB160L 3PT4S0000C 00100F | 148.708 | UCB160L 4PT4S0000C 00100F | 181.2555
| 125 | UCB160L 2PT4S0000C 00125F | 119.38 | UCB160L 3PT4S0000C 00125F | 148.708 | UCB160L 4PT4S0000C 00125F | 181.2555
| 160 | UCB160L 2PT4S0000C 00160F | 119.38 | UCB160L 3PT4S0000C 00160F | 148.708 | UCB160L 4PT4S0000C 00160F | 181.2555
UCB250R 25/18kA | 125 | UCB250R 2PT4S0000C 00125F | 94.517 | UCB250R 3PT4S0000C 00125F | 136.3235 | UCB250R 4PT4S0000C 00125F | 164.782 | 40/45℃, Screw type terminal connection, No option, 50/60Hz
| 150 | UCB250R 2PT4S0000C 00150F | 94.517 | UCB250R 3PT4S0000C 00150F | 136.3235 | UCB250R 4PT4S0000C 00150F | 164.782
| 160 | UCB250R 2PT4S0000C 00160F | 94.517 | UCB250R 3PT4S0000C 00160F | 136.3235 | UCB250R 4PT4S0000C 00160F | 164.782
| 175 | UCB250R 2PT4S0000C 00175F | 94.517 | UCB250R 3PT4S0000C 00175F | 136.3235 | UCB250R 4PT4S0000C 00175F | 164.782
| 200 | UCB250R 2PT4S0000C 00200F | 94.517 | UCB250R 3PT4S0000C 00200F | 136.3235 | UCB250R 4PT4S0000C 00200F | 164.782
| 225 | UCB250R 2PT4S0000C 00225F | 94.517 | UCB250R 3PT4S0000C 00225F | 136.3235 | UCB250R 4PT4S0000C 00225F | 164.782
| 250 | UCB250R 2PT4S0000C 00250F | 94.517 | UCB250R 3PT4S0000C 00250F | 136.3235 | UCB250R 4PT4S0000C 00250F | 164.782
UCB250S 35/25kA | 125 | UCB250S 2PT4S0000C 00125F | 94.376 | UCB250S 3PT4S0000C 00125F | 142.5275 | UCB250S 4PT4S0000C 00125F | 171.9495
| 150 | UCB250S 2PT4S0000C 00150F | 94.376 | UCB250S 3PT4S0000C 00150F | 142.5275 | UCB250S 4PT4S0000C 00150F | 171.9495
| 160 | UCB250S 2PT4S0000C 00160F | 94.376 | UCB250S 3PT4S0000C 00160F | 142.5275 | UCB250S 4PT4S0000C 00160F | 171.9495
| 175 | UCB250S 2PT4S0000C 00175F | 94.376 | UCB250S 3PT4S0000C 00175F | 142.5275 | UCB250S 4PT4S0000C 00175F | 171.9495
| 200 | UCB250S 2PT4S0000C 00200F | 94.376 | UCB250S 3PT4S0000C 00200F | 142.5275 | UCB250S 4PT4S0000C 00200F | 171.9495
| 225 | UCB250S 2PT4S0000C 00225F | 94.376 | UCB250S 3PT4S0000C 00225F | 142.5275 | UCB250S 4PT4S0000C 00225F | 171.9495
| 250 | UCB250S 2PT4S0000C 00250F | 94.376 | UCB250S 3PT4S0000C 00250F | 142.5275 | UCB250S 4PT4S0000C 00250F | 171.9495
UCB250N 42/36kA | 125 | UCB250N 2PT4S0000C 00125F | 113.411 | UCB250N 3PT4S0000C 00125F | 141.282 | UCB250N 4PT4S0000C 00125F | 172.1845
| 150 | UCB250N 2PT4S0000C 00150F | 113.411 | UCB250N 3PT4S0000C 00150F | 141.282 | UCB250N 4PT4S0000C 00150F | 172.1845
| 160 | UCB250N 2PT4S0000C 00160F | 113.411 | UCB250N 3PT4S0000C 00160F | 141.282 | UCB250N 4PT4S0000C 00160F | 172.1845
| 175 | UCB250N 2PT4S0000C 00175F | 113.411 | UCB250N 3PT4S0000C 00175F | 141.282 | UCB250N 4PT4S0000C 00175F | 172.1845
| 200 | UCB250N 2PT4S0000C 00200F | 113.411 | UCB250N 3PT4S0000C 00200F | 141.282 | UCB250N 4PT4S0000C 00200F | 172.1845
| 225 | UCB250N 2PT4S0000C 00225F | 113.411 | UCB250N 3PT4S0000C 00225F | 141.282 | UCB250N 4PT4S0000C 00225F | 172.1845
| 250 | UCB250N 2PT4S0000C 00250F | 113.411 | UCB250N 3PT4S0000C 00250F | 141.282 | UCB250N 4PT4S0000C 00250F | 172.1845
UCB250H 42kA | 125 | UCB250H 2PT4S0000C 00125F | 119.38 | UCB250H 3PT4S0000C 00125F | 148.708 | UCB250H 4PT4S0000C 00125F | 181.2555
| 150 | UCB250H 2PT4S0000C 00150F | 119.38 | UCB250H 3PT4S0000C 00150F | 148.708 | UCB250H 4PT4S0000C 00150F | 181.2555
| 160 | UCB250H 2PT4S0000C 00160F | 119.38 | UCB250H 3PT4S0000C 00160F | 148.708 | UCB250H 4PT4S0000C 00160F | 181.2555
| 175 | UCB250H 2PT4S0000C 00175F | 119.38 | UCB250H 3PT4S0000C 00175F | 148.708 | UCB250H 4PT4S0000C 00175F | 181.2555
| 200 | UCB250H 2PT4S0000C 00200F | 119.38 | UCB250H 3PT4S0000C 00200F | 148.708 | UCB250H 4PT4S0000C 00200F | 181.2555
| 225 | UCB250H 2PT4S0000C 00225F | 119.38 | UCB250H 3PT4S0000C 00225F | 148.708 | UCB250H 4PT4S0000C 00225F | 181.2555
| 250 | UCB250H 2PT4S0000C 00250F | 119.38 | UCB250H 3PT4S0000C 00250F | 148.708 | UCB250H 4PT4S0000C 00250F | 181.2555
UCB250L 50kA | 125 | UCB250L 2PT4S0000C 00125F | 129.3205 | UCB250L 3PT4S0000C 00125F | 167.2965 | UCB250L 4PT4S0000C 00125F | 195.755
| 150 | UCB250L 2PT4S0000C 00150F | 129.3205 | UCB250L 3PT4S0000C 00150F | 167.2965 | UCB250L 4PT4S0000C 00150F | 195.755
| 160 | UCB250L 2PT4S0000C 00160F | 129.3205 | UCB250L 3PT4S0000C 00160F | 167.2965 | UCB250L 4PT4S0000C 00160F | 195.755
| 175 | UCB250L 2PT4S0000C 00175F | 129.3205 | UCB250L 3PT4S0000C 00175F | 167.2965 | UCB250L 4PT4S0000C 00175F | 195.755
| 200 | UCB250L 2PT4S0000C 00200F | 129.3205 | UCB250L 3PT4S0000C 00200F | 167.2965 | UCB250L 4PT4S0000C 00200F | 195.755
| 225 | UCB250L 2PT4S0000C 00225F | 129.3205 | UCB250L 3PT4S0000C 00225F | 167.2965 | UCB250L 4PT4S0000C 00225F | 195.755
| 250 | UCB250L 2PT4S0000C 00250F | 129.3205 | UCB250L 3PT4S0000C 00250F | 167.2965 | UCB250L 4PT4S0000C 00250F | 195.755
UCB400R 30kA | 250 | UCB400R 2PT4S0000C 00250F | 227.151 | UCB400R 3PT4S0000C 00250F | 283.927 | UCB400R 4PT4S0000C 00250F | 342.3715 | 40/45℃, Screw type terminal connection, No option, 50/60Hz
| 300 | UCB400R 2PT4S0000C 00300F | 227.151 | UCB400R 3PT4S0000C 00300F | 283.927 | UCB400R 4PT4S0000C 00300F | 342.3715
| 320 | UCB400R 2PT4S0000C 00320F | 227.151 | UCB400R 3PT4S0000C 00320F | 283.927 | UCB400R 4PT4S0000C 00320F | 342.3715
| 350 | UCB400R 2PT4S0000C 00350F | 227.151 | UCB400R 3PT4S0000C 00350F | 283.927 | UCB400R 4PT4S0000C 00350F | 342.3715
| 400 | UCB400R 2PT4S0000C 00400F | 227.151 | UCB400R 3PT4S0000C 00400F | 283.927 | UCB400R 4PT4S0000C 00400F | 342.3715
UCB400S 42kA | 250 | UCB400S 2PT4S0000C 00250F | 237.021 | UCB400S 3PT4S0000C 00250F | 296.2645 | UCB400S 4PT4S0000C 00250F | 357.2705
| 300 | UCB400S 2PT4S0000C 00300F | 237.021 | UCB400S 3PT4S0000C 00300F | 296.2645 | UCB400S 4PT4S0000C 00300F | 357.2705
| 320 | UCB400S 2PT4S0000C 00320F | 237.021 | UCB400S 3PT4S0000C 00320F | 296.2645 | UCB400S 4PT4S0000C 00320F | 357.2705
| 350 | UCB400S 2PT4S0000C 00350F | 237.021 | UCB400S 3PT4S0000C 00350F | 296.2645 | UCB400S 4PT4S0000C 00350F | 357.2705
| 400 | UCB400S 2PT4S0000C 00400F | 237.021 | UCB400S 3PT4S0000C 00400F | 296.2645 | UCB400S 4PT4S0000C 00400F | 357.2705
UCB400H 65kA | 250 | UCB400H 2PT4S0000C 00250F | 246.891 | UCB400H 3PT4S0000C 00250F | 308.6255 | UCB400H 4PT4S0000C 00250F | 372.146
| 300 | UCB400H 2PT4S0000C 00300F | 246.891 | UCB400H 3PT4S0000C 00300F | 308.6255 | UCB400H 4PT4S0000C 00300F | 372.146
| 320 | UCB400H 2PT4S0000C 00320F | 246.891 | UCB400H 3PT4S0000C 00320F | 308.6255 | UCB400H 4PT4S0000C 00320F | 372.146
| 350 | UCB400H 2PT4S0000C 00350F | 246.891 | UCB400H 3PT4S0000C 00350F | 308.6255 | UCB400H 4PT4S0000C 00350F | 372.146
| 400 | UCB400H 2PT4S0000C 00400F | 246.891 | UCB400H 3PT4S0000C 00400F | 308.6255 | UCB400H 4PT4S0000C 00400F | 372.146
UCB400L 100kA | 250 | UCB400L 2PT4S0000C 00250F | 266.631 | UCB400L 3PT4S0000C 00250F | 333.3005 | UCB400L 4PT4S0000C 00250F | 401.9205
| 300 | UCB400L 2PT4S0000C 00300F | 266.631 | UCB400L 3PT4S0000C 00300F | 333.3005 | UCB400L 4PT4S0000C 00300F | 401.9205
| 320 | UCB400L 2PT4S0000C 00320F | 266.631 | UCB400L 3PT4S0000C 00320F | 333.3005 | UCB400L 4PT4S0000C 00320F | 401.9205
| 350 | UCB400L 2PT4S0000C 00350F | 266.631 | UCB400L 3PT4S0000C 00350F | 333.3005 | UCB400L 4PT4S0000C 00350F | 401.9205
| 400 | UCB400L 2PT4S0000C 00400F | 266.631 | UCB400L 3PT4S0000C 00400F | 333.3005 | UCB400L 4PT4S0000C 00400F | 401.9205
UCB630R 45kA | 500 | UCB630R 2PT4S0000C 00500F | 354.0745 | UCB630R 3PT4S0000C 00500F | 442.599 | UCB630R 4PT4S0000C 00500F | 601.2475 | 40/45℃, Screw type terminal connection, No option, 50/60Hz
| 630 | UCB630R 2PT4S0000C 00630F | 354.0745 | UCB630R 3PT4S0000C 00630F | 442.599 | UCB630R 4PT4S0000C 00630F | 601.2475
UCB630S 65kA | 500 | UCB630S 2PT4S0000C 00500F | 369.467 | UCB630S 3PT4S0000C 00500F | 461.822 | UCB630S 4PT4S0000C 00500F | 627.403
| 630 | UCB630S 2PT4S0000C 00630F | 369.467 | UCB630S 3PT4S0000C 00630F | 461.822 | UCB630S 4PT4S0000C 00630F | 627.403
UCB630H 85kA | 500 | UCB630H 2PT4S0000C 00500F | 384.8595 | UCB630H 3PT4S0000C 00500F | 481.0685 | UCB630H 4PT4S0000C 00500F | 653.535
| 630 | UCB630H 2PT4S0000C 00630F | 384.8595 | UCB630H 3PT4S0000C 00630F | 481.0685 | UCB630H 4PT4S0000C 00630F | 653.535
UCB630L 100kA | 500 | UCB630L 2PT4S0000C 00500F | 415.6445 | UCB630L 3PT4S0000C 00500F | 519.5615 | UCB630L 4PT4S0000C 00500F | 705.8225
| 630 | UCB630L 2PT4S0000C 00630F | 415.6445 | UCB630L 3PT4S0000C 00630F | 519.5615 | UCB630L 4PT4S0000C 00630F | 705.8225
UCB800R 45kA | 700 | UCB800R 2PT4S0000C 00700F | 354.0745 | UCB800R 3PT4S0000C 00700F | 442.599 | UCB800R 4PT4S0000C 00700F | 601.2475 | 40/45℃, Screw type terminal connection, No option, 50/60Hz
| 800 | UCB800R 2PT4S0000C 00800F | 354.0745 | UCB800R 3PT4S0000C 00800F | 442.599 | UCB800R 4PT4S0000C 00800F | 601.2475
UCB800S 65kA | 700 | UCB800S 2PT4S0000C 00700F | 369.467 | UCB800S 3PT4S0000C 00700F | 461.822 | UCB800S 4PT4S0000C 00700F | 627.403
| 800 | UCB800S 2PT4S0000C 00800F | 369.467 | UCB800S 3PT4S0000C 00800F | 461.822 | UCB800S 4PT4S0000C 00800F | 627.403
UCB800H 85kA | 700 | UCB800H 2PT4S0000C 00700F | 384.8595 | UCB800H 3PT4S0000C 00700F | 481.0685 | UCB800H 4PT4S0000C 00700F | 653.535
| 800 | UCB800H 2PT4S0000C 00800F | 384.8595 | UCB800H 3PT4S0000C 00800F | 481.0685 | UCB800H 4PT4S0000C 00800F | 653.535
UCB800L 100kA | 700 | UCB800L 2PT4S0000C 00700F | 415.6445 | UCB800L 3PT4S0000C 00700F | 519.5615 | UCB800L 4PT4S0000C 00700F | 705.8225
| 800 | UCB800L 2PT4S0000C 00800F | 415.6445 | UCB800L 3PT4S0000C 00800F | 519.5615 | UCB800L 4PT4S0000C 00800F | 705.8225

## Литой UCB E p
Standard order code and unit / UCB type - Thermal magnetic |  |  |  | ООО "Техноэлектро", тел.: +38 (057) 780-26-94
Электронный расцепитель - LTD, STD, INST trip
Model / Breaking capacity at AC380/415V | Rated current | 3 pole |  | 4 pole |  | Specification
|  | Code | Цена USD c НДС | Code | Цена USD c НДС
UCB1000S 100kA | 1000 | UCB1000S 3PESB0000X 01000 | 1509.283 | UCB1000S 4PESB0000X 01000 | 1805.891 | 40/45℃, Bus bar type terminal connection, No option, 50Hz
UCB1000L 130kA | 1000 | UCB1000L 3PESB0000X 01000 | 1640.544 | UCB1000L 4PESB0000X 01000 | 1970.065
UCB1000S 100kA | 1000 | UCB1000S 3PESB0000Y 01000 | 1509.283 | UCB1000S 4PESB0000Y 01000 | 1805.891 | 40/45℃, Bus bar type terminal connection, No option, 60Hz
UCB1000L 130kA | 1000 | UCB1000L 3PESB0000Y 01000 | 1640.544 | UCB1000L 4PESB0000Y 01000 | 1970.065
UCB1250S 100kA | 1250 | UCB1250S 3PESB0000X 01250 | 1539.252 | UCB1250S 4PESB0000X 01250 | 1855.41 | 40/45℃, Bus bar type terminal connection, No option, 50Hz
UCB1250L 130kA | 1250 | UCB1250L 3PESB0000X 01250 | 1673.112 | UCB1250L 4PESB0000X 01250 | 2024.069
UCB1250S 100kA | 1250 | UCB1250S 3PESB0000Y 01250 | 1539.252 | UCB1250S 4PESB0000Y 01250 | 1855.41 | 40/45℃, Bus bar type terminal connection, No option, 60Hz
UCB1250L 130kA | 1250 | UCB1250L 3PESB0000Y 01250 | 1673.112 | UCB1250L 4PESB0000Y 01250 | 2024.069
Электронный расцепитель - LTD, STD, INST, GFT trip & PTA
Model / Breaking capacity at AC380/415V | Rated current | 3 pole |  | 4 pole |  | Specification
|  | Code | Цена USD c НДС | Code | Цена USD c НДС
UCB1000S 100kA | 1000 | UCB1000S 3PGSB0000X 01000 | 1660.209 | UCB1000S 4PGSB0000X 01000 | 1986.487 | 40/45℃, Bus bar type terminal connection, No option, 50Hz
UCB1000L 130kA | 1000 | UCB1000L 3PGSB0000X 01000 | 1804.603 | UCB1000L 4PGSB0000X 01000 | 2167.083
UCB1000S 100kA | 1000 | UCB1000S 3PGSB0000Y 01000 | 1660.209 | UCB1000S 4PGSB0000Y 01000 | 1986.487 | 40/45℃, Bus bar type terminal connection, No option, 60Hz
UCB1000L 130kA | 1000 | UCB1000L 3PGSB0000Y 01000 | 1804.603 | UCB1000L 4PGSB0000Y 01000 | 2167.083
UCB1250S 100kA | 1250 | UCB1250S 3PGSB0000X 01250 | 1693.168 | UCB1250S 4PGSB0000X 01250 | 2040.951 | 40/45℃, Bus bar type terminal connection, No option, 50Hz
UCB1250L 130kA | 1250 | UCB1250L 3PGSB0000X 01250 | 1840.414 | UCB1250L 4PGSB0000X 01250 | 2226.469
UCB1250S 100kA | 1250 | UCB1250S 3PGSB0000Y 01250 | 1693.168 | UCB1250S 4PGSB0000Y 01250 | 2040.951 | 40/45℃, Bus bar type terminal connection, No option, 60Hz
UCB1250L 130kA | 1250 | UCB1250L 3PGSB0000Y 01250 | 1840.414 | UCB1250L 4PGSB0000Y 01250 | 2226.469
Электронный расцепитель - LTD, INST trip
Model / Breaking capacity at AC380/415V | Rated current | 3 pole |  | Specification
|  | Code | Цена USD c НДС
UCB1600S 65kA | 1600 | UCB1600S 3PESB0000C 01600 | 2242.132 | 40/45℃, Bus bar type terminal connection, No option, 50/60Hz

## Литой UPB T p
Standard order code and unit / UPB type - Thermal magnetic trip
ООО "Техноэлектро", тел.: +38 (057) 780-26-94
Нерегулируемые электромагнитная и тепловая уставки
Model / Breaking capacity at AC380/415V | Rated current | 3 pole |  | 4 pole |  | Specification
|  | Code | Цена USD c НДС | Code | Цена USD c НДС
UPB100S 85kA | 15 | UPB100S 3PT4S0000C 00015 | 198.835 | UPB100S 4PT4S0000C 00015 | 228.022 | 40/45℃, Screw type terminal connection, No option, 50/60Hz
| 16 | UPB100S 3PT4S0000C 00016 | 198.835 | UPB100S 4PT4S0000C 00016 | 228.022
| 20 | UPB100S 3PT4S0000C 00020 | 198.835 | UPB100S 4PT4S0000C 00020 | 228.022
| 25 | UPB100S 3PT4S0000C 00025 | 198.835 | UPB100S 4PT4S0000C 00025 | 228.022
| 30 | UPB100S 3PT4S0000C 00030 | 198.835 | UPB100S 4PT4S0000C 00030 | 228.022
| 32 | UPB100S 3PT4S0000C 00032 | 198.835 | UPB100S 4PT4S0000C 00032 | 228.022
| 40 | UPB100S 3PT4S0000C 00040 | 198.835 | UPB100S 4PT4S0000C 00040 | 228.022
| 50 | UPB100S 3PT4S0000C 00050 | 198.835 | UPB100S 4PT4S0000C 00050 | 228.022
| 63 | UPB100S 3PT4S0000C 00063 | 198.835 | UPB100S 4PT4S0000C 00063 | 228.022
| 80 | UPB100S 3PT4S0000C 00080 | 198.835 | UPB100S 4PT4S0000C 00080 | 228.022
| 100 | UPB100S 3PT4S0000C 00100 | 198.835 | UPB100S 4PT4S0000C 00100 | 228.022
| 125 | UPB100S 3PT4S0000C 00125 | 198.835 | UPB100S 4PT4S0000C 00125 | 228.022
UPB100H 100kA | 15 | UPB100H 3PT4S0000C 00015 | 216.913 | UPB100H 4PT4S0000C 00015 | 248.745
| 16 | UPB100H 3PT4S0000C 00016 | 216.913 | UPB100H 4PT4S0000C 00016 | 248.745
| 20 | UPB100H 3PT4S0000C 00020 | 216.913 | UPB100H 4PT4S0000C 00020 | 248.745
| 25 | UPB100H 3PT4S0000C 00025 | 216.913 | UPB100H 4PT4S0000C 00025 | 248.745
| 30 | UPB100H 3PT4S0000C 00030 | 216.913 | UPB100H 4PT4S0000C 00030 | 248.745
| 32 | UPB100H 3PT4S0000C 00032 | 216.913 | UPB100H 4PT4S0000C 00032 | 248.745
| 40 | UPB100H 3PT4S0000C 00040 | 216.913 | UPB100H 4PT4S0000C 00040 | 248.745
| 50 | UPB100H 3PT4S0000C 00050 | 216.913 | UPB100H 4PT4S0000C 00050 | 248.745
| 63 | UPB100H 3PT4S0000C 00063 | 216.913 | UPB100H 4PT4S0000C 00063 | 248.745
| 80 | UPB100H 3PT4S0000C 00080 | 216.913 | UPB100H 4PT4S0000C 00080 | 248.745
| 100 | UPB100H 3PT4S0000C 00100 | 216.913 | UPB100H 4PT4S0000C 00100 | 248.745
| 125 | UPB100H 3PT4S0000C 00125 | 216.913 | UPB100H 4PT4S0000C 00125 | 248.745
UPB100L 130kA | 15 | UPB100L 3PT4S0000C 00015 | 234.991 | UPB100L 4PT4S0000C 00015 | 269.468
| 16 | UPB100L 3PT4S0000C 00016 | 234.991 | UPB100L 4PT4S0000C 00016 | 269.468
| 20 | UPB100L 3PT4S0000C 00020 | 234.991 | UPB100L 4PT4S0000C 00020 | 269.468
| 25 | UPB100L 3PT4S0000C 00025 | 234.991 | UPB100L 4PT4S0000C 00025 | 269.468
| 30 | UPB100L 3PT4S0000C 00030 | 234.991 | UPB100L 4PT4S0000C 00030 | 269.468
| 32 | UPB100L 3PT4S0000C 00032 | 234.991 | UPB100L 4PT4S0000C 00032 | 269.468
| 40 | UPB100L 3PT4S0000C 00040 | 234.991 | UPB100L 4PT4S0000C 00040 | 269.468
| 50 | UPB100L 3PT4S0000C 00050 | 234.991 | UPB100L 4PT4S0000C 00050 | 269.468
| 63 | UPB100L 3PT4S0000C 00063 | 234.991 | UPB100L 4PT4S0000C 00063 | 269.468
| 80 | UPB100L 3PT4S0000C 00080 | 234.991 | UPB100L 4PT4S0000C 00080 | 269.468
| 100 | UPB100L 3PT4S0000C 00100 | 234.991 | UPB100L 4PT4S0000C 00100 | 269.468
| 125 | UPB100L 3PT4S0000C 00125 | 234.991 | UPB100L 4PT4S0000C 00125 | 269.468
UPB100X 150kA | 15 | UPB100X 3PT4S0000C 00015 | 271.124 | UPB100X 4PT4S0000C 00015 | 310.937
| 16 | UPB100X 3PT4S0000C 00016 | 271.124 | UPB100X 4PT4S0000C 00016 | 310.937
| 20 | UPB100X 3PT4S0000C 00020 | 271.124 | UPB100X 4PT4S0000C 00020 | 310.937
| 25 | UPB100X 3PT4S0000C 00025 | 271.124 | UPB100X 4PT4S0000C 00025 | 310.937
| 30 | UPB100X 3PT4S0000C 00030 | 271.124 | UPB100X 4PT4S0000C 00030 | 310.937
| 32 | UPB100X 3PT4S0000C 00032 | 271.124 | UPB100X 4PT4S0000C 00032 | 310.937
| 40 | UPB100X 3PT4S0000C 00040 | 271.124 | UPB100X 4PT4S0000C 00040 | 310.937
| 50 | UPB100X 3PT4S0000C 00050 | 271.124 | UPB100X 4PT4S0000C 00050 | 310.937
| 63 | UPB100X 3PT4S0000C 00063 | 271.124 | UPB100X 4PT4S0000C 00063 | 310.937
| 80 | UPB100X 3PT4S0000C 00080 | 271.124 | UPB100X 4PT4S0000C 00080 | 310.937
| 100 | UPB100X 3PT4S0000C 00100 | 271.124 | UPB100X 4PT4S0000C 00100 | 310.937
| 125 | UPB100X 3PT4S0000C 00125 | 271.124 | UPB100X 4PT4S0000C 00125 | 310.937
UPB160S 85kA | 100 | UPB160S 3PT4S0000C 00100 | 205.091 | UPB160S 4PT4S0000C 00100 | 231.403 | 40/45℃, Screw type terminal connection, No option, 50/60Hz
| 125 | UPB160S 3PT4S0000C 00125 | 205.091 | UPB160S 4PT4S0000C 00125 | 231.403
| 160 | UPB160S 3PT4S0000C 00160 | 205.091 | UPB160S 4PT4S0000C 00160 | 231.403
UPB160H 100kA | 100 | UPB160H 3PT4S0000C 00100 | 223.721 | UPB160H 4PT4S0000C 00100 | 252.448
| 125 | UPB160H 3PT4S0000C 00125 | 223.721 | UPB160H 4PT4S0000C 00125 | 252.448
| 160 | UPB160H 3PT4S0000C 00160 | 223.721 | UPB160H 4PT4S0000C 00160 | 252.448
UPB160L 130kA | 100 | UPB160L 3PT4S0000C 00100 | 242.374 | UPB160L 4PT4S0000C 00100 | 273.47
| 125 | UPB160L 3PT4S0000C 00125 | 242.374 | UPB160L 4PT4S0000C 00125 | 273.47
| 160 | UPB160L 3PT4S0000C 00160 | 242.374 | UPB160L 4PT4S0000C 00160 | 273.47
UPB160X 150kA | 100 | UPB160X 3PT4S0000C 00100 | 279.657 | UPB160X 4PT4S0000C 00100 | 315.56
| 125 | UPB160X 3PT4S0000C 00125 | 279.657 | UPB160X 4PT4S0000C 00125 | 315.56
| 160 | UPB160X 3PT4S0000C 00160 | 279.657 | UPB160X 4PT4S0000C 00160 | 315.56
UPB250S 85kA | 125 | UPB250S 3PT4S0000C 00125 | 247.572 | UPB250S 4PT4S0000C 00125 | 294.469 | 40/45℃, Screw type terminal connection, No option, 50/60Hz
| 150 | UPB250S 3PT4S0000C 00150 | 247.572 | UPB250S 4PT4S0000C 00150 | 294.469
| 160 | UPB250S 3PT4S0000C 00160 | 247.572 | UPB250S 4PT4S0000C 00160 | 294.469
| 175 | UPB250S 3PT4S0000C 00175 | 247.572 | UPB250S 4PT4S0000C 00175 | 294.469
| 200 | UPB250S 3PT4S0000C 00200 | 247.572 | UPB250S 4PT4S0000C 00200 | 294.469
| 225 | UPB250S 3PT4S0000C 00225 | 247.572 | UPB250S 4PT4S0000C 00225 | 294.469
| 250 | UPB250S 3PT4S0000C 00250 | 247.572 | UPB250S 4PT4S0000C 00250 | 294.469
UPB250H 100kA | 125 | UPB250H 3PT4S0000C 00125 | 270.066 | UPB250H 4PT4S0000C 00125 | 321.241
| 150 | UPB250H 3PT4S0000C 00150 | 270.066 | UPB250H 4PT4S0000C 00150 | 321.241
| 160 | UPB250H 3PT4S0000C 00160 | 270.066 | UPB250H 4PT4S0000C 00160 | 321.241
| 175 | UPB250H 3PT4S0000C 00175 | 270.066 | UPB250H 4PT4S0000C 00175 | 321.241
| 200 | UPB250H 3PT4S0000C 00200 | 270.066 | UPB250H 4PT4S0000C 00200 | 321.241
| 225 | UPB250H 3PT4S0000C 00225 | 270.066 | UPB250H 4PT4S0000C 00225 | 321.241
| 250 | UPB250H 3PT4S0000C 00250 | 270.066 | UPB250H 4PT4S0000C 00250 | 321.241
UPB250L 130kA | 125 | UPB250L 3PT4S0000C 00125 | 292.583 | UPB250L 4PT4S0000C 00125 | 348.013
| 150 | UPB250L 3PT4S0000C 00150 | 292.583 | UPB250L 4PT4S0000C 00150 | 348.013
| 160 | UPB250L 3PT4S0000C 00160 | 292.583 | UPB250L 4PT4S0000C 00160 | 348.013
| 175 | UPB250L 3PT4S0000C 00175 | 292.583 | UPB250L 4PT4S0000C 00175 | 348.013
| 200 | UPB250L 3PT4S0000C 00200 | 292.583 | UPB250L 4PT4S0000C 00200 | 348.013
| 225 | UPB250L 3PT4S0000C 00225 | 292.583 | UPB250L 4PT4S0000C 00225 | 348.013
| 250 | UPB250L 3PT4S0000C 00250 | 292.583 | UPB250L 4PT4S0000C 00250 | 348.013
UPB250X 150kA | 125 | UPB250X 3PT4S0000C 00125 | 337.594 | UPB250X 4PT4S0000C 00125 | 401.557
| 150 | UPB250X 3PT4S0000C 00150 | 337.594 | UPB250X 4PT4S0000C 00150 | 401.557
| 160 | UPB250X 3PT4S0000C 00160 | 337.594 | UPB250X 4PT4S0000C 00160 | 401.557
| 175 | UPB250X 3PT4S0000C 00175 | 337.594 | UPB250X 4PT4S0000C 00175 | 401.557
| 200 | UPB250X 3PT4S0000C 00200 | 337.594 | UPB250X 4PT4S0000C 00200 | 401.557
| 225 | UPB250X 3PT4S0000C 00225 | 337.594 | UPB250X 4PT4S0000C 00225 | 401.557
| 250 | UPB250X 3PT4S0000C 00250 | 337.594 | UPB250X 4PT4S0000C 00250 | 401.557
Нерегулируемая электромагнитная и регулируемая тепловая уставки / Термомагнитное расцепление
Model / Breaking capacity at AC380/415V | Rated current | 3 pole |  | 4 pole |  | Specification
|  | Code | Цена USD c НДС | Code | Цена USD c НДС
UPB100S 85kA | 15 | UPB100S 3PT4S0000C 00015F | 207.874 | UPB100S 4PT4S0000C 00015F | 238.395 | 40/45℃, Screw type terminal connection, No option, 50/60Hz
| 16 | UPB100S 3PT4S0000C 00016F | 207.874 | UPB100S 4PT4S0000C 00016F | 238.395
| 20 | UPB100S 3PT4S0000C 00020F | 207.874 | UPB100S 4PT4S0000C 00020F | 238.395
| 25 | UPB100S 3PT4S0000C 00025F | 207.874 | UPB100S 4PT4S0000C 00025F | 238.395
| 30 | UPB100S 3PT4S0000C 00030F | 207.874 | UPB100S 4PT4S0000C 00030F | 238.395
| 32 | UPB100S 3PT4S0000C 00032F | 207.874 | UPB100S 4PT4S0000C 00032F | 238.395
| 40 | UPB100S 3PT4S0000C 00040F | 207.874 | UPB100S 4PT4S0000C 00040F | 238.395
| 50 | UPB100S 3PT4S0000C 00050F | 207.874 | UPB100S 4PT4S0000C 00050F | 238.395
| 63 | UPB100S 3PT4S0000C 00063F | 207.874 | UPB100S 4PT4S0000C 00063F | 238.395
| 80 | UPB100S 3PT4S0000C 00080F | 207.874 | UPB100S 4PT4S0000C 00080F | 238.395
| 100 | UPB100S 3PT4S0000C 00100F | 207.874 | UPB100S 4PT4S0000C 00100F | 238.395
| 125 | UPB100S 3PT4S0000C 00125F | 207.874 | UPB100S 4PT4S0000C 00125F | 238.395
UPB100H 100kA | 15 | UPB100H 3PT4S0000C 00015F | 216.913 | UPB100H 4PT4S0000C 00015F | 248.745
| 16 | UPB100H 3PT4S0000C 00016F | 216.913 | UPB100H 4PT4S0000C 00016F | 248.745
| 20 | UPB100H 3PT4S0000C 00020F | 216.913 | UPB100H 4PT4S0000C 00020F | 248.745
| 25 | UPB100H 3PT4S0000C 00025F | 216.913 | UPB100H 4PT4S0000C 00025F | 248.745
| 30 | UPB100H 3PT4S0000C 00030F | 216.913 | UPB100H 4PT4S0000C 00030F | 248.745
| 32 | UPB100H 3PT4S0000C 00032F | 216.913 | UPB100H 4PT4S0000C 00032F | 248.745
| 40 | UPB100H 3PT4S0000C 00040F | 216.913 | UPB100H 4PT4S0000C 00040F | 248.745
| 50 | UPB100H 3PT4S0000C 00050F | 216.913 | UPB100H 4PT4S0000C 00050F | 248.745
| 63 | UPB100H 3PT4S0000C 00063F | 216.913 | UPB100H 4PT4S0000C 00063F | 248.745
| 80 | UPB100H 3PT4S0000C 00080F | 216.913 | UPB100H 4PT4S0000C 00080F | 248.745
| 100 | UPB100H 3PT4S0000C 00100F | 216.913 | UPB100H 4PT4S0000C 00100F | 248.745
| 125 | UPB100H 3PT4S0000C 00125F | 216.913 | UPB100H 4PT4S0000C 00125F | 248.745
UPB100L 130kA | 15 | UPB100L 3PT4S0000C 00015F | 225.952 | UPB100L 4PT4S0000C 00015F | 259.118
| 16 | UPB100L 3PT4S0000C 00016F | 225.952 | UPB100L 4PT4S0000C 00016F | 259.118
| 20 | UPB100L 3PT4S0000C 00020F | 225.952 | UPB100L 4PT4S0000C 00020F | 259.118
| 25 | UPB100L 3PT4S0000C 00025F | 225.952 | UPB100L 4PT4S0000C 00025F | 259.118
| 30 | UPB100L 3PT4S0000C 00030F | 225.952 | UPB100L 4PT4S0000C 00030F | 259.118
| 32 | UPB100L 3PT4S0000C 00032F | 225.952 | UPB100L 4PT4S0000C 00032F | 259.118
| 40 | UPB100L 3PT4S0000C 00040F | 225.952 | UPB100L 4PT4S0000C 00040F | 259.118
| 50 | UPB100L 3PT4S0000C 00050F | 225.952 | UPB100L 4PT4S0000C 00050F | 259.118
| 63 | UPB100L 3PT4S0000C 00063F | 225.952 | UPB100L 4PT4S0000C 00063F | 259.118
| 80 | UPB100L 3PT4S0000C 00080F | 225.952 | UPB100L 4PT4S0000C 00080F | 259.118
| 100 | UPB100L 3PT4S0000C 00100F | 225.952 | UPB100L 4PT4S0000C 00100F | 259.118
| 125 | UPB100L 3PT4S0000C 00125F | 225.952 | UPB100L 4PT4S0000C 00125F | 259.118
UPB100X 150kA | 15 | UPB100X 3PT4S0000C 00015F | 244.03 | UPB100X 4PT4S0000C 00015F | 279.841
| 16 | UPB100X 3PT4S0000C 00016F | 244.03 | UPB100X 4PT4S0000C 00016F | 279.841
| 20 | UPB100X 3PT4S0000C 00020F | 244.03 | UPB100X 4PT4S0000C 00020F | 279.841
| 25 | UPB100X 3PT4S0000C 00025F | 244.03 | UPB100X 4PT4S0000C 00025F | 279.841
| 30 | UPB100X 3PT4S0000C 00030F | 244.03 | UPB100X 4PT4S0000C 00030F | 279.841
| 32 | UPB100X 3PT4S0000C 00032F | 244.03 | UPB100X 4PT4S0000C 00032F | 279.841
| 40 | UPB100X 3PT4S0000C 00040F | 244.03 | UPB100X 4PT4S0000C 00040F | 279.841
| 50 | UPB100X 3PT4S0000C 00050F | 244.03 | UPB100X 4PT4S0000C 00050F | 279.841
| 63 | UPB100X 3PT4S0000C 00063F | 244.03 | UPB100X 4PT4S0000C 00063F | 279.841
| 80 | UPB100X 3PT4S0000C 00080F | 244.03 | UPB100X 4PT4S0000C 00080F | 279.841
| 100 | UPB100X 3PT4S0000C 00100F | 244.03 | UPB100X 4PT4S0000C 00100F | 279.841
| 125 | UPB100X 3PT4S0000C 00125F | 244.03 | UPB100X 4PT4S0000C 00125F | 279.841
UPB160S 85kA | 100 | UPB160S 3PT4S0000C 00100F | 214.429 | UPB160S 4PT4S0000C 00100F | 241.914 | 40/45℃, Screw type terminal connection, No option, 50/60Hz
| 125 | UPB160S 3PT4S0000C 00125F | 214.429 | UPB160S 4PT4S0000C 00125F | 241.914
| 160 | UPB160S 3PT4S0000C 00160F | 214.429 | UPB160S 4PT4S0000C 00160F | 241.914
UPB160H 100kA | 100 | UPB160H 3PT4S0000C 00100F | 223.721 | UPB160F 4PT4S0000C 00100F | 252.448
| 125 | UPB160H 3PT4S0000C 00125F | 223.721 | UPB160F 4PT4S0000C 00125F | 252.448
| 160 | UPB160H 3PT4S0000C 00160F | 223.721 | UPB160F 4PT4S0000C 00160F | 252.448
UPB160L 130kA | 100 | UPB160L 3PT4S0000C 00100F | 233.059 | UPB160L 4PT4S0000C 00100F | 262.959
| 125 | UPB160L 3PT4S0000C 00125F | 233.059 | UPB160L 4PT4S0000C 00125F | 262.959
| 160 | UPB160L 3PT4S0000C 00160F | 233.059 | UPB160L 4PT4S0000C 00160F | 262.959
UPB160X 150kA | 100 | UPB160X 3PT4S0000C 00100F | 251.712 | UPB160X 4PT4S0000C 00100F | 284.004
| 125 | UPB160X 3PT4S0000C 00125F | 251.712 | UPB160X 4PT4S0000C 00125F | 284.004
| 160 | UPB160X 3PT4S0000C 00160F | 251.712 | UPB160X 4PT4S0000C 00160F | 284.004
UPB250S 85kA | 125 | UPB250S 3PT4S0000C 00125F | 258.819 | UPB250S 4PT4S0000C 00125F | 307.855 | 40/45℃, Screw type terminal connection, No option, 50/60Hz
| 150 | UPB250S 3PT4S0000C 00150F | 258.819 | UPB250S 4PT4S0000C 00150F | 307.855
| 160 | UPB250S 3PT4S0000C 00160F | 258.819 | UPB250S 4PT4S0000C 00160F | 307.855
| 175 | UPB250S 3PT4S0000C 00175F | 258.819 | UPB250S 4PT4S0000C 00175F | 307.855
| 200 | UPB250S 3PT4S0000C 00200F | 258.819 | UPB250S 4PT4S0000C 00200F | 307.855
| 225 | UPB250S 3PT4S0000C 00225F | 258.819 | UPB250S 4PT4S0000C 00225F | 307.855
| 250 | UPB250S 3PT4S0000C 00250F | 258.819 | UPB250S 4PT4S0000C 00250F | 307.855
UPB250H 100kA | 125 | UPB250H 3PT4S0000C 00125F | 270.066 | UPB250F 4PT4S0000C 00125F | 321.241
| 150 | UPB250H 3PT4S0000C 00150F | 270.066 | UPB250F 4PT4S0000C 00150F | 321.241
| 160 | UPB250H 3PT4S0000C 00160F | 270.066 | UPB250F 4PT4S0000C 00160F | 321.241
| 175 | UPB250H 3PT4S0000C 00175F | 270.066 | UPB250F 4PT4S0000C 00175F | 321.241
| 200 | UPB250H 3PT4S0000C 00200F | 270.066 | UPB250F 4PT4S0000C 00200F | 321.241
| 225 | UPB250H 3PT4S0000C 00225F | 270.066 | UPB250F 4PT4S0000C 00225F | 321.241
| 250 | UPB250H 3PT4S0000C 00250F | 270.066 | UPB250F 4PT4S0000C 00250F | 321.241
UPB250L 130kA | 125 | UPB250L 3PT4S0000C 00125F | 281.313 | UPB250L 4PT4S0000C 00125F | 334.627
| 150 | UPB250L 3PT4S0000C 00150F | 281.313 | UPB250L 4PT4S0000C 00150F | 334.627
| 160 | UPB250L 3PT4S0000C 00160F | 281.313 | UPB250L 4PT4S0000C 00160F | 334.627
| 175 | UPB250L 3PT4S0000C 00175F | 281.313 | UPB250L 4PT4S0000C 00175F | 334.627
| 200 | UPB250L 3PT4S0000C 00200F | 281.313 | UPB250L 4PT4S0000C 00200F | 334.627
| 225 | UPB250L 3PT4S0000C 00225F | 281.313 | UPB250L 4PT4S0000C 00225F | 334.627
| 250 | UPB250L 3PT4S0000C 00250F | 281.313 | UPB250L 4PT4S0000C 00250F | 334.627
UPB250X 150kA | 125 | UPB250X 3PT4S0000C 00125F | 303.83 | UPB250X 4PT4S0000C 00125F | 361.399
| 150 | UPB250X 3PT4S0000C 00150F | 303.83 | UPB250X 4PT4S0000C 00150F | 361.399
| 160 | UPB250X 3PT4S0000C 00160F | 303.83 | UPB250X 4PT4S0000C 00160F | 361.399
| 175 | UPB250X 3PT4S0000C 00175F | 303.83 | UPB250X 4PT4S0000C 00175F | 361.399
| 200 | UPB250X 3PT4S0000C 00200F | 303.83 | UPB250X 4PT4S0000C 00200F | 361.399
| 225 | UPB250X 3PT4S0000C 00225F | 303.83 | UPB250X 4PT4S0000C 00225F | 361.399
| 250 | UPB250X 3PT4S0000C 00250F | 303.83 | UPB250X 4PT4S0000C 00250F | 361.399
Регулируемые электромагнитная и тепловая уставки / Термомагнитное расцепление
Model / Breaking capacity at AC380/415V | Rated current | 3 pole |  | 4 pole |  | Specification
|  | Code | Цена USD c НДС | Code | Цена USD c НДС
UPB160S 85kA | 100 | UPB160S 3PT4S0000C 00100H | 214.429 | UPB160S 4PT4S0000C 00100H | 241.914 | 40/45℃, Screw type terminal connection, No option, 50/60Hz
| 125 | UPB160S 3PT4S0000C 00125H | 214.429 | UPB160S 4PT4S0000C 00125H | 241.914
| 160 | UPB160S 3PT4S0000C 00160H | 214.429 | UPB160S 4PT4S0000C 00160H | 241.914
UPB160H 100kA | 100 | UPB160H 3PT4S0000C 00100H | 223.721 | UPB160H 4PT4S0000C 00100H | 252.448
| 125 | UPB160H 3PT4S0000C 00125H | 223.721 | UPB160H 4PT4S0000C 00125H | 252.448
| 160 | UPB160H 3PT4S0000C 00160H | 223.721 | UPB160H 4PT4S0000C 00160H | 252.448
UPB160L 130kA | 100 | UPB160L 3PT4S0000C 00100H | 233.059 | UPB160L 4PT4S0000C 00100H | 262.959
| 125 | UPB160L 3PT4S0000C 00125H | 233.059 | UPB160L 4PT4S0000C 00125H | 262.959
| 160 | UPB160L 3PT4S0000C 00160H | 233.059 | UPB160L 4PT4S0000C 00160H | 262.959
UPB160X 150kA | 100 | UPB160X 3PT4S0000C 00100H | 251.712 | UPB160X 4PT4S0000C 00100H | 284.004
| 125 | UPB160X 3PT4S0000C 00125H | 251.712 | UPB160X 4PT4S0000C 00125H | 284.004
| 160 | UPB160X 3PT4S0000C 00160H | 251.712 | UPB160X 4PT4S0000C 00160H | 284.004
UPB250S 85kA | 125 | UPB250S 3PT4S0000C 00125H | 258.819 | UPB250S 4PT4S0000C 00125H | 307.855 | 40/45℃, Screw type terminal connection, No option, 50/60Hz
| 150 | UPB250S 3PT4S0000C 00150H | 258.819 | UPB250S 4PT4S0000C 00150H | 307.855
| 160 | UPB250S 3PT4S0000C 00160H | 258.819 | UPB250S 4PT4S0000C 00160H | 307.855
| 175 | UPB250S 3PT4S0000C 00175H | 258.819 | UPB250S 4PT4S0000C 00175H | 307.855
| 200 | UPB250S 3PT4S0000C 00200H | 258.819 | UPB250S 4PT4S0000C 00200H | 307.855
| 225 | UPB250S 3PT4S0000C 00225H | 258.819 | UPB250S 4PT4S0000C 00225H | 307.855
| 250 | UPB250S 3PT4S0000C 00250H | 258.819 | UPB250S 4PT4S0000C 00250H | 307.855
UPB250H 100kA | 125 | UPB250H 3PT4S0000C 00125H | 270.066 | UPB250H 4PT4S0000C 00125H | 321.241
| 150 | UPB250H 3PT4S0000C 00150H | 270.066 | UPB250H 4PT4S0000C 00150H | 321.241
| 160 | UPB250H 3PT4S0000C 00160H | 270.066 | UPB250H 4PT4S0000C 00160H | 321.241
| 175 | UPB250H 3PT4S0000C 00175H | 270.066 | UPB250H 4PT4S0000C 00175H | 321.241
| 200 | UPB250H 3PT4S0000C 00200H | 270.066 | UPB250H 4PT4S0000C 00200H | 321.241
| 225 | UPB250H 3PT4S0000C 00225H | 270.066 | UPB250H 4PT4S0000C 00225H | 321.241
| 250 | UPB250H 3PT4S0000C 00250H | 270.066 | UPB250H 4PT4S0000C 00250H | 321.241
UPB250L 130kA | 125 | UPB250L 3PT4S0000C 00125H | 281.313 | UPB250L 4PT4S0000C 00125H | 334.627
| 150 | UPB250L 3PT4S0000C 00150H | 281.313 | UPB250L 4PT4S0000C 00150H | 334.627
| 160 | UPB250L 3PT4S0000C 00160H | 281.313 | UPB250L 4PT4S0000C 00160H | 334.627
| 175 | UPB250L 3PT4S0000C 00175H | 281.313 | UPB250L 4PT4S0000C 00175H | 334.627
| 200 | UPB250L 3PT4S0000C 00200H | 281.313 | UPB250L 4PT4S0000C 00200H | 334.627
| 225 | UPB250L 3PT4S0000C 00225H | 281.313 | UPB250L 4PT4S0000C 00225H | 334.627
| 250 | UPB250L 3PT4S0000C 00250H | 281.313 | UPB250L 4PT4S0000C 00250H | 334.627
UPB250X 150kA | 125 | UPB250X 3PT4S0000C 00125H | 303.83 | UPB250X 4PT4S0000C 00125H | 361.399
| 150 | UPB250X 3PT4S0000C 00150H | 303.83 | UPB250X 4PT4S0000C 00150H | 361.399
| 160 | UPB250X 3PT4S0000C 00160H | 303.83 | UPB250X 4PT4S0000C 00160H | 361.399
| 175 | UPB250X 3PT4S0000C 00175H | 303.83 | UPB250X 4PT4S0000C 00175H | 361.399
| 200 | UPB250X 3PT4S0000C 00200H | 303.83 | UPB250X 4PT4S0000C 00200H | 361.399
| 225 | UPB250X 3PT4S0000C 00225H | 303.83 | UPB250X 4PT4S0000C 00225H | 361.399
| 250 | UPB250X 3PT4S0000C 00250H | 303.83 | UPB250X 4PT4S0000C 00250H | 361.399

## Литой UPB E p
Standard order code and unit / UPB type - Electronic
ООО "Техноэлектро", тел.: +38 (057) 780-26-94
Электронный расцепитель - LTD, STD, INST trip
Model / Breaking capacity at AC380/415V | Rated current | 3 pole |  | 4 pole |  | Specification
|  | Code | Цена USD c НДС | Code | Цена USD c НДС
UPB100S 85kA | 125 | UPB100S 3PESS0000X 00125 | 207.874 | UPB100S 4PESS0000X 00125 | 238.395 | 40/45℃, Screw type terminal connection, No option, 50Hz
UPB100H 100kA | 125 | UPB100H 3PESS0000X 00125 | 225.952 | UPB100H 4PESS0000X 00125 | 259.118
UPB100L 130kA | 125 | UPB100L 3PESS0000X 00125 | 244.03 | UPB100L 4PESS0000X 00125 | 279.841
UPB100X 150kA | 125 | UPB100X 3PESS0000X 00125 | 280.186 | UPB100X 4PESS0000X 00125 | 321.31
UPB100S 85kA | 125 | UPB100S 3PESS0000Y 00125 | 207.874 | UPB100S 4PESS0000Y 00125 | 238.395 | 40/45℃, Screw type terminal connection, No option, 60Hz
UPB100H 100kA | 125 | UPB100H 3PESS0000Y 00125 | 225.952 | UPB100H 4PESS0000Y 00125 | 259.118
UPB100L 130kA | 125 | UPB100L 3PESS0000Y 00125 | 244.03 | UPB100L 4PESS0000Y 00125 | 279.841
UPB100X 150kA | 125 | UPB100X 3PESS0000Y 00125 | 280.186 | UPB100X 4PESS0000Y 00125 | 321.31
UPB160S 85kA | 160 | UPB160S 3PESS0000X 00160 | 214.429 | UPB160S 4PESS0000X 00160 | 241.914 | 40/45℃, Screw type terminal connection, No option, 50Hz
UPB160H 100kA | 160 | UPB160H 3PESS0000X 00160 | 233.059 | UPB160H 4PESS0000X 00160 | 262.959
UPB160L 130kA | 160 | UPB160L 3PESS0000X 00160 | 251.712 | UPB160L 4PESS0000X 00160 | 284.004
UPB160X 150kA | 160 | UPB160X 3PESS0000X 00160 | 288.995 | UPB160X 4PESS0000X 00160 | 326.071
UPB160S 85kA | 160 | UPB160S 3PESS0000Y 00160 | 214.429 | UPB160S 4PESS0000Y 00160 | 241.914 | 40/45℃, Screw type terminal connection, No option, 60Hz
UPB160H 100kA | 160 | UPB160H 3PESS0000Y 00160 | 233.059 | UPB160H 4PESS0000Y 00160 | 262.959
UPB160L 130kA | 160 | UPB160L 3PESS0000Y 00160 | 251.712 | UPB160L 4PESS0000Y 00160 | 284.004
UPB160X 150kA | 160 | UPB160X 3PESS0000Y 00160 | 288.995 | UPB160X 4PESS0000Y 00160 | 326.071
UPB250S 85kA | 250 | UPB250S 3PESS0000X 00250 | 258.819 | UPB250S 4PESS0000X 00250 | 307.855 | 40/45℃, Screw type terminal connection, No option, 50Hz
UPB250H 100kA | 250 | UPB250H 3PESS0000X 00250 | 281.313 | UPB250H 4PESS0000X 00250 | 334.627
UPB250L 130kA | 250 | UPB250L 3PESS0000X 00250 | 303.83 | UPB250L 4PESS0000X 00250 | 361.399
UPB250X 150kA | 250 | UPB250X 3PESS0000X 00250 | 348.841 | UPB250X 4PESS0000X 00250 | 414.92
UPB250S 85kA | 250 | UPB250S 3PESS0000Y 00250 | 258.819 | UPB250S 4PESS0000Y 00250 | 307.855 | 40/45℃, Screw type terminal connection, No option, 60Hz
UPB250H 100kA | 250 | UPB250H 3PESS0000Y 00250 | 281.313 | UPB250H 4PESS0000Y 00250 | 334.627
UPB250L 130kA | 250 | UPB250L 3PESS0000Y 00250 | 303.83 | UPB250L 4PESS0000Y 00250 | 361.399
UPB250X 150kA | 250 | UPB250X 3PESS0000Y 00250 | 348.841 | UPB250X 4PESS0000Y 00250 | 414.92
UPB400S 85kA | 400 | UPB400S 3PESS0000X 00400 | 517.638 | UPB400S 4PESS0000X 00400 | 618.424 | 40/45℃, Screw type terminal connection, No option, 50Hz
UPB400H 100kA | 400 | UPB400H 3PESS0000X 00400 | 562.649 | UPB400H 4PESS0000X 00400 | 672.198
UPB400L 130kA | 400 | UPB400L 3PESS0000X 00400 | 607.66 | UPB400L 4PESS0000X 00400 | 725.972
UPB400X 150kA | 400 | UPB400X 3PESS0000X 00400 | 697.682 | UPB400X 4PESS0000X 00400 | 833.543
UPB400S 85kA | 400 | UPB400S 3PESS0000Y 00400 | 517.638 | UPB400S 4PESS0000Y 00400 | 618.424 | 40/45℃, Screw type terminal connection, No option, 60Hz
UPB400H 100kA | 400 | UPB400H 3PESS0000Y 00400 | 562.649 | UPB400H 4PESS0000Y 00400 | 672.198
UPB400L 130kA | 400 | UPB400L 3PESS0000Y 00400 | 607.66 | UPB400L 4PESS0000Y 00400 | 725.972
UPB400X 150kA | 400 | UPB400X 3PESS0000Y 00400 | 697.682 | UPB400X 4PESS0000Y 00400 | 833.543
UPB630S 85kA | 630 | UPB630S 3PESS0000X 00630 | 561.223 | UPB630S 4PESS0000X 00630 | 664.746 | 40/45℃, Screw type terminal connection, No option, 50Hz
UPB630H 100kA | 630 | UPB630H 3PESS0000X 00630 | 610.029 | UPB630H 4PESS0000X 00630 | 722.545
UPB630L 130kA | 630 | UPB630L 3PESS0000X 00630 | 658.812 | UPB630L 4PESS0000X 00630 | 780.344
UPB630X 150kA | 630 | UPB630X 3PESS0000X 00630 | 756.424 | UPB630X 4PESS0000X 00630 | 895.965
UPB630S 85kA | 630 | UPB630S 3PESS0000Y 00630 | 561.223 | UPB630S 4PESS0000Y 00630 | 664.746 | 40/45℃, Screw type terminal connection, No option, 60Hz
UPB630H 100kA | 630 | UPB630H 3PESS0000Y 00630 | 610.029 | UPB630H 4PESS0000Y 00630 | 722.545
UPB630L 130kA | 630 | UPB630L 3PESS0000Y 00630 | 658.812 | UPB630L 4PESS0000Y 00630 | 780.344
UPB630X 150kA | 630 | UPB630X 3PESS0000Y 00630 | 756.424 | UPB630X 4PESS0000Y 00630 | 895.965
Электронный расцепитель- LTD, STD, INST, GFT trip & PTA
Model / Breaking capacity at AC380/415V | Rated current | 3 pole |  | 4 pole |  | Specification
|  | Code | Цена USD c НДС | Code | Цена USD c НДС
UPB100S 85kA | 125 | UPB100S 3PGSS0000X 00125 | 228.666 | UPB100S 4PGSS0000X 00125 | 262.246 | 40/45℃, Screw type terminal connection, No option, 50Hz
UPB100H 100kA | 125 | UPB100H 3PGSS0000X 00125 | 248.538 | UPB100H 4PGSS0000X 00125 | 285.039
UPB100L 130kA | 125 | UPB100L 3PGSS0000X 00125 | 268.433 | UPB100L 4PGSS0000X 00125 | 307.832
UPB100X 150kA | 125 | UPB100X 3PGSS0000X 00125 | 308.2 | UPB100X 4PGSS0000X 00125 | 353.441
UPB100S 85kA | 125 | UPB100S 3PGSS0000Y 00125 | 228.666 | UPB100S 4PGSS0000Y 00125 | 262.246 | 40/45℃, Screw type terminal connection, No option, 60Hz
UPB100H 100kA | 125 | UPB100H 3PGSS0000Y 00125 | 248.538 | UPB100H 4PGSS0000Y 00125 | 285.039
UPB100L 130kA | 125 | UPB100L 3PGSS0000Y 00125 | 268.433 | UPB100L 4PGSS0000Y 00125 | 307.832
UPB100X 150kA | 125 | UPB100X 3PGSS0000Y 00125 | 308.2 | UPB100X 4PGSS0000Y 00125 | 353.441
UPB160S 85kA | 160 | UPB160S 3PGSS0000X 00160 | 235.865 | UPB160S 4PGSS0000X 00160 | 266.11 | 40/45℃, Screw type terminal connection, No option, 50Hz
UPB160H 100kA | 160 | UPB160H 3PGSS0000X 00160 | 256.358 | UPB160H 4PGSS0000X 00160 | 289.248
UPB160L 130kA | 160 | UPB160L 3PGSS0000X 00160 | 276.874 | UPB160L 4PGSS0000X 00160 | 312.409
UPB160X 150kA | 160 | UPB160X 3PGSS0000X 00160 | 317.906 | UPB160X 4PGSS0000X 00160 | 358.685
UPB160S 85kA | 160 | UPB160S 3PGSS0000Y 00160 | 235.865 | UPB160S 4PGSS0000Y 00160 | 266.11 | 40/45℃, Screw type terminal connection, No option, 60Hz
UPB160H 100kA | 160 | UPB160H 3PGSS0000Y 00160 | 256.358 | UPB160H 4PGSS0000Y 00160 | 289.248
UPB160L 130kA | 160 | UPB160L 3PGSS0000Y 00160 | 276.874 | UPB160L 4PGSS0000Y 00160 | 312.409
UPB160X 150kA | 160 | UPB160X 3PGSS0000Y 00160 | 317.906 | UPB160X 4PGSS0000Y 00160 | 358.685
UPB250S 85kA | 250 | UPB250S 3PGSS0000X 00250 | 284.694 | UPB250S 4PGSS0000X 00250 | 338.652 | 40/45℃, Screw type terminal connection, No option, 50Hz
UPB250H 100kA | 250 | UPB250H 3PGSS0000X 00250 | 309.442 | UPB250H 4PGSS0000X 00250 | 368.092
UPB250L 130kA | 250 | UPB250L 3PGSS0000X 00250 | 334.213 | UPB250L 4PGSS0000X 00250 | 397.532
UPB250X 150kA | 250 | UPB250X 3PGSS0000X 00250 | 383.732 | UPB250X 4PGSS0000X 00250 | 456.412
UPB250S 85kA | 250 | UPB250S 3PGSS0000Y 00250 | 284.694 | UPB250S 4PGSS0000Y 00250 | 338.652 | 40/45℃, Screw type terminal connection, No option, 60Hz
UPB250H 100kA | 250 | UPB250H 3PGSS0000Y 00250 | 309.442 | UPB250H 4PGSS0000Y 00250 | 368.092
UPB250L 130kA | 250 | UPB250L 3PGSS0000Y 00250 | 334.213 | UPB250L 4PGSS0000Y 00250 | 397.532
UPB250X 150kA | 250 | UPB250X 3PGSS0000Y 00250 | 383.732 | UPB250X 4PGSS0000Y 00250 | 456.412
UPB400S 85kA | 400 | UPB400S 3PGSS0000X 00400 | 569.411 | UPB400S 4PGSS0000X 00400 | 680.271 | 40/45℃, Screw type terminal connection, No option, 50Hz
UPB400H 100kA | 400 | UPB400H 3PGSS0000X 00400 | 618.907 | UPB400H 4PGSS0000X 00400 | 739.427
UPB400L 130kA | 400 | UPB400L 3PGSS0000X 00400 | 668.426 | UPB400L 4PGSS0000X 00400 | 798.56
UPB400X 150kA | 400 | UPB400X 3PGSS0000X 00400 | 767.441 | UPB400X 4PGSS0000X 00400 | 916.895
UPB400S 85kA | 400 | UPB400S 3PGSS0000Y 00400 | 569.411 | UPB400S 4PGSS0000Y 00400 | 680.271 | 40/45℃, Screw type terminal connection, No option, 60Hz
UPB400H 100kA | 400 | UPB400H 3PGSS0000Y 00400 | 618.907 | UPB400H 4PGSS0000Y 00400 | 739.427
UPB400L 130kA | 400 | UPB400L 3PGSS0000Y 00400 | 668.426 | UPB400L 4PGSS0000Y 00400 | 798.56
UPB400X 150kA | 400 | UPB400X 3PGSS0000Y 00400 | 767.441 | UPB400X 4PGSS0000Y 00400 | 916.895
UPB630S 85kA | 630 | UPB630S 3PGSS0000X 00630 | 617.343 | UPB630S 4PGSS0000X 00630 | 731.216 | 40/45℃, Screw type terminal connection, No option, 50Hz
UPB630H 100kA | 630 | UPB630H 3PGSS0000X 00630 | 671.025 | UPB630H 4PGSS0000X 00630 | 794.811
UPB630L 130kA | 630 | UPB630L 3PGSS0000X 00630 | 724.684 | UPB630L 4PGSS0000X 00630 | 858.383
UPB630X 150kA | 630 | UPB630X 3PGSS0000X 00630 | 832.071 | UPB630X 4PGSS0000X 00630 | 985.573
UPB630S 85kA | 630 | UPB630S 3PGSS0000Y 00630 | 617.343 | UPB630S 4PGSS0000Y 00630 | 731.216 | 40/45℃, Screw type terminal connection, No option, 60Hz
UPB630H 100kA | 630 | UPB630H 3PGSS0000Y 00630 | 671.025 | UPB630H 4PGSS0000Y 00630 | 794.811
UPB630L 130kA | 630 | UPB630L 3PGSS0000Y 00630 | 724.684 | UPB630L 4PGSS0000Y 00630 | 858.383
UPB630X 150kA | 630 | UPB630X 3PGSS0000Y 00630 | 832.071 | UPB630X 4PGSS0000Y 00630 | 985.573

## Литой HBL UPB M p
Standard order code and unit / Q-class type - HBL
ООО "Техноэлектро", тел.: +38 (057) 780-26-94
Нерегулируемые электромагнитная и тепловая уставки
Model / Breaking capacity at AC380/415V | Rated current | 3 pole, Non-E1 class |  | Model / Breaking capacity at AC380/415V | Rated current | 3 pole, E1 class | Specification
|  | Code |  |  |  | Code
HBL103U 150kA | 15 | HBL103U 3PT4S0000C 00015 |  | HBL103UQ 150kA | 15 | HBL103UQ 3PT4S0000C 00015 | 40/45℃, Screw type terminal connection, No option, 50/60Hz
| 20 | HBL103U 3PT4S0000C 00020 |  |  | 20 | HBL103UQ 3PT4S0000C 00020
| 30 | HBL103U 3PT4S0000C 00030 |  |  | 30 | HBL103UQ 3PT4S0000C 00030
| 40 | HBL103U 3PT4S0000C 00040 |  |  | 40 | HBL103UQ 3PT4S0000C 00040
| 50 | HBL103U 3PT4S0000C 00050 |  |  | 50 | HBL103UQ 3PT4S0000C 00050
| 60 | HBL103U 3PT4S0000C 00060 |  |  | 60 | HBL103UQ 3PT4S0000C 00060
| 75 | HBL103U 3PT4S0000C 00075 |  |  | 75 | HBL103UQ 3PT4S0000C 00075
| 100 | HBL103U 3PT4S0000C 00100 |  |  | 100 | HBL103UQ 3PT4S0000C 00100
HBL203U 150kA | 125 | HBL203U 3PT4S0000C 00125 |  | HBL203UQ 150kA | 125 | HBL203UQ 3PT4S0000C 00125 | 40/45℃, Screw type terminal connection, No option, 50/60Hz
| 150 | HBL203U 3PT4S0000C 00150 |  |  | 150 | HBL203UQ 3PT4S0000C 00150
| 175 | HBL203U 3PT4S0000C 00175 |  |  | 175 | HBL203UQ 3PT4S0000C 00175
| 200 | HBL203U 3PT4S0000C 00200 |  |  | 200 | HBL203UQ 3PT4S0000C 00200
| 225 | HBL203U 3PT4S0000C 00225 |  |  | 225 | HBL203UQ 3PT4S0000C 00225
Регулируемая электромагнитная уставка только / рекомендуется для защиты моторов
Model / Breaking capacity at AC380/415V | Rated current | 3 pole, Non-E1 class |  | Model / Breaking capacity at AC380/415V | Rated current | 3 pole, E1 class | Specification
|  | Code |  |  |  | Code
HBL103UM 150kA | 2.5 | HBL103UM 3PMPS0000C 002.5 |  | HBL103UMQ 150kA | 2.5 | HBL103UMQ 3PMPS0000C 002.5 | 40/45℃, Screw type terminal connection, No option, 50/60Hz
| 3.2 | HBL103UM 3PMPS0000C 003.2 |  |  | 3.2 | HBL103UMQ 3PMPS0000C 003.2
| 6.3 | HBL103UM 3PMPS0000C 006.3 |  |  | 6.3 | HBL103UMQ 3PMPS0000C 006.3
| 12.5 | HBL103UM 3PMPS0000C 012.5 |  |  | 12.5 | HBL103UMQ 3PMPS0000C 012.5
| 20 | HBL103UM 3PMPS0000C 00020 |  |  | 20 | HBL103UMQ 3PMPS0000C 00020
| 32 | HBL103UM 3PMPS0000C 00032 |  |  | 32 | HBL103UMQ 3PMPS0000C 00032
| 50 | HBL103UM 3PMPS0000C 00050 |  |  | 50 | HBL103UMQ 3PMPS0000C 00050
| 63 | HBL103UM 3PMPS0000C 00063 |  |  | 63 | HBL103UMQ 3PMPS0000C 00063
| 80 | HBL103UM 3PMPS0000C 00080 |  |  | 80 | HBL103UMQ 3PMPS0000C 00080
| 100 | HBL103UM 3PMPS0000C 00100 |  |  | 100 | HBL103UMQ 3PMPS0000C 00100
HBL203UM 150kA | 125 | HBL203UM 3PMPS0000C 00125 |  | HBL203UMQ 150kA | 125 | HBL203UMQ 3PMPS0000C 00125 | 40/45℃, Screw type terminal connection, No option, 50/60Hz
| 150 | HBL203UM 3PMPS0000C 00150 |  |  | 150 | HBL203UMQ 3PMPS0000C 00150
| 175 | HBL203UM 3PMPS0000C 00175 |  |  | 175 | HBL203UMQ 3PMPS0000C 00175
| 200 | HBL203UM 3PMPS0000C 00200 |  |  | 200 | HBL203UMQ 3PMPS0000C 00200
| 225 | HBL203UM 3PMPS0000C 00225 |  |  | 225 | HBL203UMQ 3PMPS0000C 00225
Standard order code and unit / Motor protection type - UPB
Регулируемая электромагнитная уставка только / рекомендуется для защиты моторов
Model / Breaking capacity at AC380/415V | Rated current | 3 pole |  | Model / Breaking capacity at AC380/415V | Rated current | 3 pole | Specification
|  | Code |  |  |  | Code
UPB100H 100kA | 2.5 | UPB100H 3PMPS0000C 002.5 |  | UPB100L 150kA | 2.5 | UPB100L 3PMPS0000C 002.5 | 40/45℃, Screw type terminal connection, No option, 50/60Hz
| 3.2 | UPB100H 3PMPS0000C 003.2 |  |  | 3.2 | UPB100L 3PMPS0000C 003.2
| 6.3 | UPB100H 3PMPS0000C 006.3 |  |  | 6.3 | UPB100L 3PMPS0000C 006.3
| 12.5 | UPB100H 3PMPS0000C 012.5 |  |  | 12.5 | UPB100L 3PMPS0000C 012.5
| 20 | UPB100H 3PMPS0000C 00020 |  |  | 20 | UPB100L 3PMPS0000C 00020
| 32 | UPB100H 3PMPS0000C 00032 |  |  | 32 | UPB100L 3PMPS0000C 00032
| 50 | UPB100H 3PMPS0000C 00050 |  |  | 50 | UPB100L 3PMPS0000C 00050
| 63 | UPB100H 3PMPS0000C 00063 |  |  | 63 | UPB100L 3PMPS0000C 00063
| 80 | UPB100H 3PMPS0000C 00080 |  |  | 80 | UPB100L 3PMPS0000C 00080
| 100 | UPB100H 3PMPS0000C 00100 |  |  | 100 | UPB100L 3PMPS0000C 00100
UPB250H 100kA | 125 | UPB250H 3PMPS0000C 00125 |  | UPB250L 150kA | 125 | UPB250L 3PMPS0000C 00125 | 40/45℃, Screw type terminal connection, No option, 50/60Hz
| 150 | UPB250H 3PMPS0000C 00150 |  |  | 150 | UPB250L 3PMPS0000C 00150
| 175 | UPB250H 3PMPS0000C 00175 |  |  | 175 | UPB250L 3PMPS0000C 00175
| 200 | UPB250H 3PMPS0000C 00200 |  |  | 200 | UPB250L 3PMPS0000C 00200
| 225 | UPB250H 3PMPS0000C 00225 |  |  | 225 | UPB250L 3PMPS0000C 00225

## Литой аксесс. p
Аксессуары к автоматическим выключателя в литом корпусе
ООО "Техноэлектро", тел.: +38 (057) 780-26-94
Signal accessories
Auxiliary switch (AUX) and trip alarm switch (ALT)
Applicable MCCB | Дополнительный контакт (AUX) |  |  |  |  | Сигнальный контакт (ALT)
| Code | Specification |  | Цена USD c НДС |  | Code | Specification |  | Цена USD c НДС
UAB30C, UAB30R, UAB50C, UAB50R, UAB60C, UAB60R, UAB100C | AUX 10A R1 | 1ab, Right-hand-side |  | 8.025 |  | ALT 10A R1 | 1ab, Right-hand-side |  | 8.025
| AUX 10A R2 | 2ab, Right-hand-side |  | 13.125 |  |  |  |  | 0
UAB50S, UAB50H, UAB100R, UAB100S | AUX 10UA R1 | 1ab, Right-hand-side |  | 9.675 |  | ALT 10UA R1 | 1ab, Right-hand-side |  | 9.03
| AUX 10UA L1 | 1ab, Left-hand-side |  | 15.75 |  | ALT 10UA L1 | 1ab, Left-hand-side |  | 9.03
UCB50R, UCB100R, UCB100S | AUX 10B L1 | 1ab, Left-hand-side |  | 8.3 |  | ALT 10B L1 | 1ab, Left-hand-side |  | 10.03
UCB250R, UCB250S, UCB250N | AUX 20C L1 | 1ab, Left-hand-side |  | 8.3 |  | ALT 20C L1 | 1ab, Left-hand-side |  | 10.03
UCB50H, UCB50L, UCB100H, UCB100L, UCB160H, UCB160L, UCB250H, UCB250L | AUX 12FG R1 | 1ab, Right-hand-side |  | 9.45 |  | ALT 12FG R1 | 1ab, Right-hand-side |  | 11.03
| AUX 12FG R2 | 2ab, Right-hand-side |  | 15.425 |  | ALT 12FG L1 | 1ab, Left-hand-side |  | 11.03
UCB400R, UCB400S, UCB400H, UCB400L, UCB630R, UCB630S, UCB630H, UCB630L, UCB800R, UCB800S, UCB800H, UCB800L | AUX 46D L1 | 1ab, Left-hand-side |  | 12.05 |  | ALT 46D L1 | 1ab, Left-hand-side |  | 12.08
UCB1000S, UCB1000L, UCB1250S, UCB1250L | AUX 80NE R1 | 1ab, Right-hand-side |  | 11.7 |  | ALT 80NE R1 | 1ab, Right-hand-side |  | 11.7
| AUX 80NE R2 | 2ab, Right-hand-side |  | 21.45
UCB1600S | AUX 160NE R1 | 1ab, Right-hand-side |  | 119.475 |  | - | -
| AUX 160NE R2 | 2ab, Right-hand-side |  | 123.5
UPB100S, UPB100H, UPB100L, UPB100X, UPB160S, UPB160H, UPB160L, UPB160X, UPB250S, UPB250H, UPB250L, UPB250X | AUX 12UP R1 | 1ab, Right-hand-side |  | 12.125 |  | ALT 12UP L1 | 1ab, Left-hand-side |  | 12.15
UPB400S, UPB400H, UPB400L, UPB400X, UPB630S, UPB630H, UPB630L, UPB630X | AUX 46UP L1 | 1ab, Left-hand-side |  | 12.45 |  | ALT 46UP R1 | 1ab, Right-hand-side |  | 12.13
UDB30S, UDB30H, UDB50S, UDB50H, UDB100S, UDB100H, UDG30S, UDG30H, UDG50S, UDG50H, UDG100S, UDG100H | AUX 10UD R1 | 1ab, Right-hand-side |  |  |  | ALT 10UA R1 | 1ab, Right-hand-side
Шунтовой расцепитель (SHT)
Applicable MCCB | Code
| DC24V | DC100-110V | AC100-120V | AC200-230V |  | Цена USD c НДС |  | AC380-415V | AC440-480V
UAB30C, UAB30R, UAB50C, UAB50R, UAB60C, UAB60R, UAB100C | SHT 10A A | SHT 10A C | SHT 10A F | SHT 10A H |  | 14.3 |  | SHT 10A H | SHT 10A H
UAB50S, UAB50H, UAB100R, UAB100S | SHT 10UA A | SHT 10UA C | SHT 10UA F | SHT 10UA H |  | 16.8 |  | SHT 10UA B | SHT 10UA D
UCB50R, UCB100R, UCB100S | SHT 10B A | SHT 10B C | SHT 10B F | SHT 10B H |  | 14.75 |  | SHT 10B H | SHT 10B H
UCB250R, UCB250S, UCB250N | SHT 20C A | SHT 20C C | SHT 20C F | SHT 20C H |  | 14.75 |  | SHT 20C H | SHT 20C H
UCB50H, UCB50L, UCB100H, UCB100L, UCB160H, UCB160L, UCB250H, UCB250L | SHT 12FG A | SHT 12FG C | SHT 12FG F | SHT 12FG H |  | 16.13 |  | SHT 12FG B | SHT 12FG D
UCB400R, UCB400S, UCB400H, UCB400L, UCB630R, UCB630S, UCB630H, UCB630L, UCB800R, UCB800S, UCB800H, UCB800L | SHT 46D A | SHT 46D C | SHT 46D F | SHT 46D H |  | 83.03 |  | SHT 46D B | SHT 46D D
UCB1000S, UCB1000L, UCB1250S, UCB1250L | SHT 120NE A | SHT 120NE C | SHT 120NE F | SHT 120NE H |  | 29.55 |  | SHT 120NE B | SHT 120NE D
UCB1600S | SHT 160NE A | SHT 160NE C | SHT 160NE F | SHT 160NE H |  | 117.88 |  | SHT 160NE B1) | -
UPB100S, UPB100H, UPB100L, UPB100X, UPB160S, UPB160H, UPB160L, UPB160X, UPB250S, UPB250H, UPB250L, UPB250X | SHT 12UP A | SHT 12UP C | SHT 12UP F | SHT 12UP H |  | 24.58 |  | SHT 12UP B | SHT 12UP D
UPB400S, UPB400H, UPB400L, UPB400X, UPB630S, UPB630H, UPB630L, UPB630X | SHT 46UP A | SHT 46UP C | SHT 46UP F | SHT 46UP H |  | 32.15 |  | SHT 46UP B | SHT 46UP D
UDB30S, UDB30H, UDB50S, UDB50H, UDB100S, UDB100H | SHT 10UD A | SHT 10UD C | SHT 10UD F | SHT 10UD H |  |  |  | SHT 10UD B | SHT 10UD D
※ The permissible operating voltage: 85-110% of rated voltage for AC , 75-125% for DC
1) SHT 160NE B is applicable for AC380V only.
Расцепитель минимального напряжения (UVT)
Applicable MCCB | Code
| DC24V | DC100-110V | AC100-120V | AC200-230V |  | Цена USD c НДС |  | AC380-415V | AC440-480V
UAB30C, UAB30R, UAB50C, UAB50R, UAB60C, UAB60R, UAB100C | *UVT 10A J | *UVT 10A L | *UVT 10A N | *UVT 10A P |  | 73.8 |  | *UVT 10A Q | *UVT 10A R
UAB50S, UAB50H, UAB100R, UAB100S | UVT 10UA J | UVT 10UA L | UVT 10UA N | UVT 10UA P |  | 78.425 |  | UVT 10UA Q | UVT 10UA R
UCB50R, UCB100R, UCB100S | UVT 10B J | UVT 10B L | UVT 10B N | UVT 10B P |  | 75.225 |  | UVT 10B Q | UVT 10B R
UCB250R, UCB250S, UCB250N | UVT 20C J | UVT 20C L | UVT 20C N | UVT 20C P |  | 75.225 |  | UVT 20C Q | UVT 20C R
UCB50H, UCB50L, UCB100H, UCB100L, UCB160H, UCB160L, UCB250H, UCB250L | UVT 12FG J | UVT 12FG L | UVT 12FG N | UVT 12FG P |  | 75 |  | UVT 12FG Q | UVT 12FG R
UCB400R, UCB400S, UCB400H, UCB400L, UCB630R, UCB630S, UCB630H, UCB630L, UCB800R, UCB800S, UCB800H, UCB800L | *UVT 46D J | *UVT 46D L | *UVT 46D N | *UVT 46D P |  | 35.775 |  | *UVT 46D Q | *UVT 46D R
UCB1000S, UCB1000L, UCB1250S, UCB1250L | UVT 120NE J | UVT 120NE L | UVT 120NE N | UVT 120NE P |  | 31.55 |  | UVT 120NE Q | UVT 120NE R
UCB1600S | - | - | - | UVT 160NE P |  | 114.075 |  | UVT 160NE Q1) | -
UPB100S, UPB100H, UPB100L, UPB100X, UPB160S, UPB160H, UPB160L, UPB160X, UPB250S, UPB250H, UPB250L, UPB250X | *UVT 12UP J | *UVT 12UP L | *UVT 12UP N | *UVT 12UP P |  | 74.325 |  | *UVT 12UP Q | *UVT 12UP R
UPB400S, UPB400H, UPB400L, UPB400X, UPB630S, UPB630H, UPB630L, UPB630X | *UVT 46UP J | *UVT 46UP L | *UVT 46UP N | *UVT 46UP P |  | 74.325 |  | *UVT 46UP Q | *UVT 46UP R
※ The permissible operating voltage: 85-110% of rated voltage(AC), 85~125% of rated voltage(DC)
The tripping voltage: 20-70% of rated voltage(AC/DC)
*Reset is possible without power.
1) UVT 160NE Q is applicable for AC380V only.
Operating accessories
Ручка переключения / Surface type (TFG)
Applicable MCCB | S type | [5 empty] | L type
| Code | [5 empty] | Code
| Upper power supply direction |  | Цена USD c НДС |  | Right power supply direction | Left power supply direction | Upper power supply direction |  | Цена USD c НДС |  | Left power supply direction
UAB30C, UAB30R, UAB50C, UAB50R, UAB60C, UAB60R, UAB100C | TFG 10AS U4 |  | 26.475 |  | TFG 10AS R4 | TFG 10AS L4 | TFG 10AL U4 |  | 34.425 |  | TFG 10AL L4
UAB50S, UAB50H, UAB100R, UAB100S | TFG 10UAS U4 |  | 27.95 |  | TFG 10UAS R4 | TFG 10UAS L4 | TFG 10UAL U4 |  | 36.35 |  | TFG 10UAL L4
UCB50R, UCB100R, UCB100S | TFG 10BS U4 |  | 26.475 |  | TFG 10BS R4 | TFG 10BS L4 | TFG 10BL U4 |  | 34.425 |  | TFG 10BL L4
UCB250R, UCB250S, UCB250N | TFG 20CS U4 |  | 26.475 |  | TFG 20CS R4 | TFG 20CS L4 | TFG 20CL U4 |  | 34.425 |  | TFG 20CL L4
UCB50H, UCB50L, UCB100H, UCB100L | TFG 10UFS U4 |  | 29.45 |  | TFG 10UFS R4 | TFG 10UFS L4 | TFG 10UFL U4 |  | 38.25 |  | TFG 10UFL L4
UCB160H, UCB160L, UCB250H, UCB250L | TFG 20UGS U4 |  | 29.45 |  | TFG 20UGS R4 | TFG 20UGS L4 | TFG 20UGL U4 |  | 38.25 |  | TFG 20UGL L4
UCB400R, UCB400S, UCB400H, UCB400L, UCB630R, UCB630S, UCB630H, UCB630L, UCB800R, UCB800S, UCB800H, UCB800L | TFG 46DS U4 |  | 60.65 |  | TFG 46DS R4 | TFG 46DS L4 | - |  | 0 |  | -
UPB100S, UPB100H, UPB100L, UPB100X, UPB160S, UPB160H, UPB160L, UPB160X, UPB250S, UPB250H, UPB250L, UPB250X | TFG 12UPS U4 |  | 26.475 |  | TFG 12UPS R4 | TFG 12UPS L4 | TFG 12UPL U4 |  | 34.7 |  | TFG 12UPL L4
UPB400S, UPB400H, UPB400L, UPB400X, UPB630S, UPB630H, UPB630L, UPB630X | TFG 46UPS U4 |  | 58.875 |  | TFG 46UPS R4 | TFG 46UPS L4 | - |  |  | 0 | -
HBL103U, HBL103UM, HBL203U, HBL203UM | - |  |  |  | - | - | TFG 20U U4 |  | 0 | 0 | TFG 20U L4
HBL103UQ, HBL103UMQ, HBL203UQ, HBL203UMQ | - |  |  |  | - | - | TFG 20UQ U4 |  | 0 | 0 | TFG 20UQ L4
0
Ручка переключения / Extended type (TFH)
Applicable MCCB | S type | [5 empty] | L type
| Code | [5 empty] | Code
| Upper power supply direction |  | Цена USD c НДС |  | Right power supply direction | Left power supply direction | Upper power supply direction |  | Цена USD c НДС |  | Left power supply direction
UAB30C, UAB30R, UAB50C, UAB50R, UAB60C, UAB60R, UAB100C | TFH 10AS U4 |  | 30.725 |  | TFH 10AS R4 | TFH 10AS L4 | TFH 10AL U4 |  | 39.9 |  | TFH 10AL L4
UAB50S, UAB50H, UAB100R, UAB100S | TFH 10UAS U4 |  | 32.4 |  | TFH 10UAS R4 | TFH 10UAS L4 | TFH 10UAL U4 |  | 42.125 |  | TFH 10UAL L4
UCB50R, UCB100R, UCB100S | TFH 10BS U4 |  | 30.725 |  | TFH 10BS R4 | TFH 10BS L4 | TFH 10BL U4 |  | 39.9 |  | TFH 10BL L4
UCB250R, UCB250S, UCB250N | TFH 20CS U4 |  | 30.725 |  | TFH 20CS R4 | TFH 20CS L4 | TFH 20CL U4 |  | 39.9 |  | TFH 20CL L4
UCB50H, UCB50L, UCB100H, UCB100L | TFH 10UFS U4 |  | 32.825 |  | TFH 10UFS R4 | TFH 10UFS L4 | TFH 10UFL U4 |  | 42.65 |  | TFH 10UFL L4
UCB160H, UCB160L, UCB250H, UCB250L | TFH 20UGS U4 |  | 32.825 |  | TFH 20UGS R4 | TFH 20UGS L4 | TFH 20UGL U4 |  | 42.65 |  | TFH 20UGL L4
UCB400R, UCB400S, UCB400H, UCB400L, UCB630R, UCB630S, UCB630H, UCB630L, UCB800R, UCB800S, UCB800H, UCB800L | TFH 46DS U4 |  | 62.225 |  | TFH 46DS R4 | TFH 46DS L4 | - |  | 0 |  | -
UCB1600S | TFH 160NE |  | 102.275 |  | - | - | - |  | 0 |  | -
UPB100S, UPB100H, UPB100L, UPB100X, UPB160S, UPB160H, UPB160L, UPB160X, UPB250S, UPB250H, UPB250L, UPB250X | TFH 12UPS U4 |  | 27.75 |  | TFH 12UPS R4 | TFH 12UPS L4 | TFH 12UPL U4 |  | 36.075 |  | TFH 12UPL L4
UPB400S, UPB400H, UPB400L, UPB400X, UPB630S, UPB630H, UPB630L, UPB630X | TFH 46UPS U4 |  | 62.225 |  | TFH 46UPS R4 | TFH 46UPS L4 | - |  | 0 |  | -
0
Моторный привод (MOT)
Applicable MCCB | Code
| DC24V |  | Unit Price |  | AC/DC110V |  | Unit Price |  | AC/DC220V |  | Unit Price
UAB30C, UAB30R, UAB50C, UAB50R, UAB60C, UAB60R, UAB100C | MOT 10A DC24 |  | 288.4275 |  | MOT 10A ADC110 |  | 288.4275 |  | MOT 10A ADC220 |  | 288.4275
UAB50S, UAB50H, UAB100R, UAB100S | MOT 10UA DC24 |  | 337.5 |  | MOT 10UA ADC110 |  | 337.5 |  | MOT 10UA ADC220 |  | 337.5
UCB50R, UCB100R, UCB100S | MOT 10B DC24 |  | 288.4275 |  | MOT 10B ADC110 |  | 288.4275 |  | MOT 10B ADC220 |  | 288.4275
UCB250R, UCB250S, UCB250N | MCO 20C DC24 |  | 312.8625 |  | MCO 20C ADC110 |  | 312.8625 |  | MCO 20C ADC220 |  | 312.8625
UCB50H, UCB50L, UCB100H, UCB100L | MOT 10F DC24 |  | 337.5 |  | MOT 10F ADC110 |  | 337.5 |  | MOT 10F ADC220 |  | 337.5
UCB160H, UCB160L, UCB250H, UCB250L | MOT 20G DC24 |  | 368.19 |  | MOT 20G ADC110 |  | 368.19 |  | MOT 20G ADC220 |  | 368.19
UCB400R, UCB400S, UCB400H, UCB400L | MOT 40D DC24 |  | 479.0925 |  | MOT 40D ADC110 |  | 479.0925 |  | MOT 40D ADC220 |  | 479.0925
UCB630R, UCB630S, UCB630H, UCB630L, UCB800R, UCB800S, UCB800H, UCB800L | MOT 68E DC24 |  | 479.0925 |  | MOT 68E ADC110 |  | 479.0925 |  | MOT 68E ADC220 |  | 479.0925
UCB1000S, UCB1000L, UCB1250S, UCB1250L | MOT 80NE DC24 |  | 508.41 |  | MOT 80NE ADC110 |  | 508.41 |  | MOT 80NE ADC220 |  | 508.41
UCB1600S | - |  |  |  | - |  |  |  | MOT 160NE ADC220 |  | 1002.15
UPB100S, UPB100H, UPB100L, UPB100X, UPB160S, UPB160H, UPB160L, UPB160X, UPB250S, UPB250H, UPB250L, UPB250X | MOT 12UP DC24 |  | 368.19 |  | MOT 12UP ADC110 |  | 368.19 |  | MOT 12UP ADC220 |  | 368.19
UPB400S, UPB400H, UPB400L, UPB400X, UPB630S, UPB630H, UPB630L, UPB630X | MOT 46UP DC24 |  | 552.285 |  | MOT 46UP ADC110 |  | 552.285 |  | MOT 46UP ADC220 |  | 552.285
HBL103U, HBL103UM, HBL203U, HBL203UM, HBL103UQ, HBL103UMQ, HBL203UQ, HBL203UMQ | MOT 12UP DC24 |  | 368.19 |  | MOT 12UP ADC110 |  | 368.19 |  | MOT 12UP ADC220 |  | 368.19
Mechanical interlock (MIF)
Выносная ручка (THA)
Applicable MCCB | Code |  | Цена USD c НДС
UCB400R, UCB400S, UCB400H, UCB400L, UCB630R, UCB630S, UCB630H, UCB630L, UCB800R, UCB800S, UCB800H, UCB800L | THA 46D |  | 4
UCB1000S, UCB1000L, UCB1250S, UCB1250L | THA 80NE |  | 15.375
UCB1600S | THA 160NE |  | 22.075
UPB400S, UPB400H, UPB400L, UPB400X, UPB630S, UPB630H, UPB630L, UPB630X | THA 46UP |  | 12.75
Mounting accessories
DIN rail adaptor (DRA)
Terminal accessories
Подшинки (TBB)
Applicable MCCB | Code | [11 empty] | Mounting hole
| 2 pole (4EA/SET) |  | Цена USD c НДС |  | 3 pole (6EA/SET) | Q'ty | Цена USD c НДС |  | 4 pole (8EA/SET) |  | Цена USD c НДС
UCB250R, UCB250S, UCB250N | TBB 20C 2 |  | 20.38 |  | TBB 20C 3 |  | 27.13 |  | TBB 20C 4 |  | 28.43 |  | ∮11
UCB160H, UCB160L, UCB250H, UCB250L
UCB400R, UCB400S, UCB400H, UCB400L | TBB 4S 2 |  | 48.65 |  | TBB 4S 3 |  | 61.275 |  | TBB 4S 4 |  | 72.425 |  | ∮13
UCB630R, UCB630S, UCB630H, UCB630L | TBB 6S 2 |  | 64.8 |  | TBB 6S 3 |  | 95.075 |  | TBB 6S 4 |  | 126.725 |  | ∮13
UCB800R, UCB800S, UCB800H, UCB800L | TBB 8S 2 |  | 74.025 |  | TBB 8S 3 |  | 108.825 |  | TBB 8S 4 |  | 145.125 |  | ∮13
UPB160S, UPB160H, UPB160L, UPB160X, UPB250S, UPB250H, UPB250L, UPB250X | - |  |  |  | TBB 12NE 3 |  | 16.175 |  | TBB 12NE 4 |  | 19.775 |  | ∮11
UPB400S, UPB400H, UPB400L, UPB400X | - |  |  |  | TBB 40NE 3 |  | 48.825 |  | TBB 40NE 4 |  | 64.85 |  | ∮13
UPB630S, UPB630H, UPB630L, UPB630X | - |  |  |  | TBB 60NE 3 |  | 63.725 |  | TBB 60NE 4 |  | 83.9 |  | ∮13
HBL203U, HBL203UM, HBL203UQ, HBL203UMQ | - |  |  |  | TBB 12NE 3 |  | 16.175 |  | - |  |  |  | ∮11
Cage terminal block (CTB)
Applicable MCCB | Code
| 3EA/SET |  | Цена USD c НДС |  | 6EA/SET |  | Цена USD c НДС
UAB30C, UAB30R, UAB50C, UAB50R, UAB60C, UAB60R, UAB100C | CTB 3S50 |  | 8.6 |  | CTB 6S50 |  | 17.2
UAB50S, UAB50H, UAB100R, UAB100S
UCB50R, UCB100R, UCB100S | CTB 3S100 |  | 11.85 |  | CTB 6S100 |  | 23.7
UCB50H, UCB50L, UCB100H, UCB100L
UCB250R, UCB250S, UCB250N | CTB 3S250 |  | 13.2 |  | CTB 6S250 |  | 26.4
UCB160H, UCB160L, UCB250H, UCB250L
UPB100S, UPB100H, UPB100L, UPB100X
UPB160S, UPB160H, UPB160L, UPB160X, UPB250S, UPB250H, UPB250L, UPB250X
UPB400S, UPB400H, UPB400L, UPB400X
UPB630S, UPB630H, UPB630L, UPB630X
HBL103U, HBL103UM, HBL203U, HBL203UM
HBL203U, HBL203UM, HBL203UQ, HBL203UMQ
Terminal cover (TCF)
Applicable MCCB | Code
| 2 pole |  | Цена USD c НДС |  | 3 pole |  | Цена USD c НДС |  | 4 pole |  | Цена USD c НДС
UAB30C, UAB30R, UAB50C, UAB50R, UAB60C, UAB60R, UAB100C | TCF 10AP 2 |  | 18.5 |  | TCF 10AP 3 |  | 20.75 |  | TCF 10AP 4 |  | 25.25
UAB50S, UAB50H, UAB100R, UAB100S
UCB50R, UCB100R, UCB100S | TCF 10BP 2 |  | 25.25 |  | TCF 10BP 3 |  | 26.25 |  | TCF 10BP 4 |  | 27
UCB250R, UCB250S, UCB250N | TCF 20CP 3 |  | 23.5 |  | TCF 20CP 3 |  | 23.5 |  | TCF 20CP 4 |  | 27
UCB50H, UCB50L, UCB100H, UCB100L | TCF 10FP 3 |  | 26 |  | TCF 10FP 3 |  | 26 |  | TCF 10FP 4 |  | 29.5
UCB160H, UCB160L, UCB250H, UCB250L | TCF 20GP 3 |  | 29.5 |  | TCF 20GP 3 |  | 29.5 |  | TCF 20GP 4 |  | 33.25
UCB1600S | - |  |  |  | TCF 160NE 3 |  | 97.875 |  | -
UPB100S, UPB100H, UPB100L, UPB100X, UPB160S, UPB160H, UPB160L, UPB160X, UPB250S, UPB250H, UPB250L, UPB250X | - |  |  |  | TCF 12UP 3 |  | 31.25 |  | TCF 12UP 4 |  | 40
UPB400S, UPB400H, UPB400L, UPB400X, UPB630S, UPB630H, UPB630L, UPB630X | - |  |  |  | TCF 46UP 3 |  | 51.25 |  | TCF 46UP 4
HBL103U, HBL103UM, HBL203U, HBL203UM, HBL103UQ, HBL103UMQ, HBL203UQ, HBL203UMQ | - |  |  |  | TCF 12UP 3 |  | 31.25 |  | -
UDB30S, UDB30H, UDB50S, UDB50H, UDB100S, UDB100H, UDG30S, UDG30H, UDG50S, UDG50H, UDG100S, UDG100H
※ For both line and load side of MCCB, 2EA shall be ordered.
Межполюсный барьер (TQQ)
Applicable MCCB | Code | Description |  | Цена USD c НДС |  | Required quantity for both line and load side of MCCB
[6 empty] | 2 pole | 3 pole | 4 pole
UAB30C, UAB30R, UAB50C, UAB50R, UAB60C, UAB60R, UAB100C | TQQ 10A | 2EA/SET |  | 8.5 |  | 2 | 4 | 6
UAB50S, UAB50H, UAB100R, UAB100S
UCB50R, UCB100R, UCB100S | TQQ 10B | 2EA/SET |  | 7 |  | 2 | 4 | 6
UCB250R, UCB250S, UCB250N | TQQ 20C | 2EA/SET |  | 12 |  | 4 | 4 | 6
UCB50H, UCB50L, UCB100H, UCB100L, UCB160H, UCB160L, UCB250H, UCB250L | TQQ 12FG | 2EA/SET |  | 20.5 |  | 4 | 4 | 6
UCB400R, UCB400S, UCB400H, UCB400L | TQQ 4BA | 2EA/SET |  | 30 |  | 4 | 4 | 6
UCB630R, UCB630S, UCB630H, UCB630L, UCB800R, UCB800S, UCB800H, UCB800L | TQQ 5BA | 2EA/SET |  | 26.5 |  | 4 | 4 | 6
UCB1000S, UCB1000L, UCB1250S, UCB1250L | TQQ 80NE | 4EA/SET |  | 205 |  | - | 4 | 6
UCB1600S | TQQ 160NE | 4EA/SET |  | 170.5 |  | - | 4 | -
UPB100S, UPB100H, UPB100L, UPB100X, UPB160S, UPB160H, UPB160L, UPB160X, UPB250S, UPB250H, UPB250L, UPB250X | TQQ 12NE | 4EA/SET |  | 56.5 |  | - | 4 | 6
UPB400S, UPB400H, UPB400L, UPB400X, UPB630S, UPB630H, UPB630L, UPB630X | TQQ 46NE | 4EA/SET |  | 103.5 |  | - | 4 | 6
HBL103U, HBL103UM, HBL203U, HBL203UM, HBL103UQ, HBL103UMQ, HBL203UQ, HBL203UMQ | TQQ 12NE | 4EA/SET |  | 56.5 |  | - | 4 | 6
UDB30S, UDB30H, UDB50S, UDB50H, UDB100S, UDB100H, UDG30S, UDG30H, UDG50S, UDG50H, UDG100S, UDG100H | TQQ 10A | 2EA/SET |  | 8.5 |  | 2 | 4 | -
※ For both line and load side of MCCB, 2EA shall be ordered.
Plug-in accessories
Монтажное основание для втычного исполнения (TDM)
Applicable MCCB | Для подключения автоматического выключателя как со стороны входа, так и со стороны выхода, для 3-х полюсных выключателей MCCB | [12 empty] | For line side only plug-in type 3 pole MCCB
| Монтажное основание |  |  |  |  | Блок подключения | [5 empty] | Conn. block barrier |  | Mounting base
| Code | Требуется штук |  | Цена USD c НДС |  | Code | Contact | Требуется штук |  | Цена USD c НДС |  | Code | Required quantity | Code | Required quantity | Q'ty | Unit Price | Unit Price
UAB30C, UAB30R, UAB50C, UAB50R, UAB60C, UAB60R, UAB100C | TDM 10AP | 1EA |  | 29.78 |  | CBM 10AB 2 | 2C | 1EA |  | 3.25 |  | CBM BARR | 1EA | TDF 10A | 1EA |  | 8.39 | 6.712
UAB50S, UAB50H, UAB100R, UAB100S |  |  |  | 0 |  | CBM 10AB 3 | 3C | 1EA |  | 2.95 | [6 empty] | 0 | 0
UCB50R, UCB100R, UCB100S | TDM 10BP | 1EA |  | 30.65 |  | CBM 10AB 2 | 2C | 1EA |  | 3.25 |  | CBM BARR | 1EA | TDF 10B | 1EA |  | 8.55 | 6.84
UCB50H, UCB50L, UCB100H, UCB100L |  |  |  | 0 |  | CBM 10AB 3 | 3C | 1EA |  | 2.95 | [6 empty] | 0 | 0
UCB250R, UCB250S, UCB250N | TDM 20CF | 2EA |  | 52.93 |  | CBM 20C 2 | 2C | 1EA |  | 4.325 |  | - | - | TDM 20CF | 1EA |  | 21.17 | 16.936
UCB160H, UCB160L, UCB250H, UCB250L |  |  |  | 0 |  | CBM 20C 5 | 5C | 1EA |  | 5.475 | [6 empty] | 0 | 0
UCB400R, UCB400S, UCB400H, UCB400L | TDM 4BA | 2EA |  | 93.73 |  | TYA 5/22) | 2C | 1EA |  | 5.45 |  | - | - | TDM 4BA | 1EA |  | 37.49 | 29.992
|  |  |  | 0 |  | TYA 5/52) | 5C | 1EA |  | 10.1 | [6 empty] | 0 | 0
UCB630R, UCB630S, UCB630H, UCB630L, UCB800R, UCB800S, UCB800H, UCB800L | TDM 5BA | 2EA |  | 124.18 |  | TYA 5/22) | 2C | 1EA |  | 5.45 |  | - | - | TDM 5BA | 1EA |  | 49.67 | 39.736
|  |  |  | 0 |  | TYA 5/52) | 5C | 1EA |  | 10.1 | [6 empty] | 0 | 0
UPB100S, UPB100H, UPB100L, UPB100X, UPB160S, UPB160H, UPB160L, UPB160X, UPB250S, UPB250H, UPB250L, UPB250X | TDM 12NEP | 1EA |  | 71.7 |  | CBM 26NE 6 | 6C | 1EA |  | 10.1 |  | - | - | TDM 12NEF | 1EA |  | 16.62 | 13.296
|  |  |  | 0 |  | CBM 26NE 12 | 12C | 1EA |  | 20.175 | [6 empty] | 0 | 0
UPB400S, UPB400H, UPB400L, UPB400X, UPB630S, UPB630H, UPB630L, UPB630X | TDM 46NEP | 1EA |  | 115.65 |  | CBM 26NE 6 | 6C | 1EA |  | 10.1 |  | - | - | TDM 46NEF | 1EA |  | 31.13 | 24.904
|  |  |  | 0 |  | CBM 26NE 12 | 12C | 1EA |  | 20.175 | [6 empty] | 0 | 0
HBL103U, HBL103UM, HBL203U, HBL203UM, HBL103UQ, HBL103UMQ, HBL203UQ, HBL203UMQ | TDM 12NEP | 1EA |  | 71.7 |  | CBM 26NE 6 | 6C | 1EA |  | 10.1 |  | - | - | TDM 12NEF | 1EA |  | 16.62 | 13.296
|  |  |  | 0 |  | CBM 26NE 12 | 12C | 1EA |  | 20.175 | [6 empty] | 0 | 0
※ Plug-in mounting is applicable for 3 pole MCCB only.
1) Connection blocks are required for internal accessory installation in both line & load side plug-in type 3 pole MCCB.
2) TYA type connection blocks are to be installed with separate mounting angle. Separate mounting angle is not supplied.

## Контакторы UMC
UMC - PRICE LIST
ООО "Техноэлектро", тел.: +38 (057) 780-26-94
No. | Code | Specification | Цена USD c НДС
Магнитный контактор, Screw Terminal, AC Control Power, Motor Rating at AC440V, 50Hz
1 | UMC9 01NS X220 | 4KW, AC220V 50Hz, 1NC, Screw Terminal, with Terminal Safety Cover | 10.8
2 | UMC9 10NS X220 | 4KW, AC220V 50Hz, 1NO, Screw Terminal, with Terminal Safety Cover | 10.8
3 | UMC12 01NS X220 | 5.5KW, AC220V 50Hz, 1NC, Screw Terminal, with Terminal Safety Cover | 11.76
4 | UMC12 10NS X220 | 5.5KW, AC220V 50Hz, 1NO, Screw Terminal, with Terminal Safety Cover | 11.76
5 | UMC18 00NS X220 | 7.5KW, AC220V 50Hz, without Auxiliary Contact, Screw Terminal, with Terminal Safety Cover | 11.76
6 | UMC25 00NS X220 | 11KW, AC220V 50Hz, without Auxiliary Contact, Screw Terminal, with Terminal Safety Cover | 13.2
7 | UMC32 00NS X220 | 15KW, AC220V 50Hz, without Auxiliary Contact, Screw Terminal, with Terminal Safety Cover | 18.24
8 | UMC40 00NS X220 | 18.5KW, AC220V 50Hz, without Auxiliary Contact, Screw Terminal, with Terminal Safety Cover | 25.248
9 | UMC50 00NS X220 | 22KW, AC220V 50Hz, without Auxiliary Contact, Screw Terminal, with Terminal Safety Cover | 41.448
10 | UMC65 00NS X220 | 30KW, AC220V 50Hz, without Auxiliary Contact, Screw Terminal, with Terminal Safety Cover | 62.4
11 | UMC75 00NS X220 | 37KW, AC220V 50Hz, without Auxiliary Contact, Screw Terminal, with Terminal Safety Cover | 67.2
12 | UMC85 00NS X220 | 45KW, AC220V 50Hz, without Auxiliary Contact, Screw Terminal, with Terminal Safety Cover | 72
13 | UMC100 00NS X220 | 55KW, AC220V 50Hz, without Auxiliary ContactScrew terminal, with Terminal Safety Cover | 98.4
Магнитный контактор, Screw Terminal, AC Control Power, Motor Rating at AC440V, 60Hz
14 | UMC9 01NS A220 | 4KW, AC220V 60Hz, 1NC, Screw Terminal, with Terminal Safety Cover | 25.92
15 | UMC9 10NS A220 | 4KW, AC220V 60Hz, 1NO, Screw Terminal, with Terminal Safety Cover | 25.92
16 | UMC12 01NS A220 | 5.5KW, AC220V 60Hz, 1NC, Screw Terminal, with Terminal Safety Cover | 28.224
17 | UMC12 10NS A220 | 5.5KW, AC220V 60Hz, 1NO, Screw Terminal, with Terminal Safety Cover | 28.224
18 | UMC18 00NS A220 | 7.5KW, AC220V 60Hz, without Auxiliary Contact, Screw Terminal, with Terminal Safety Cover | 28.224
19 | UMC25 00NS A220 | 11KW, AC220V 60Hz, without Auxiliary Contact, Screw Terminal, with Terminal Safety Cover | 31.68
20 | UMC32 00NS A220 | 15KW, AC220V 60Hz, without Auxiliary Contact, Screw Terminal, with Terminal Safety Cover | 43.776
21 | UMC40 00NS A220 | 18.5KW, AC220V 60Hz, without Auxiliary Contact, Screw Terminal, with Terminal Safety Cover | 60.5952
22 | UMC50 00NS A220 | 22KW, AC220V 60Hz, without Auxiliary Contact, Screw Terminal, with Terminal Safety Cover | 99.4752
23 | UMC65 00NS A220 | 30KW, AC220V 60Hz, without Auxiliary Contact, Screw Terminal, with Terminal Safety Cover | 149.76
24 | UMC75 00NS A220 | 37KW, AC220V 60Hz, without Auxiliary Contact, Screw Terminal, with Terminal Safety Cover | 161.28
25 | UMC85 00NS A220 | 45KW, AC220V 60Hz, without Auxiliary Contact, Screw Terminal, with Terminal Safety Cover | 172.8
26 | UMC100 00NS A220 | 55KW, AC220V 60Hz, without Auxiliary ContactScrew terminal, with Terminal Safety Cover | 236.16
Магнитный контактор, Screw Terminal, DC Control Power, Motor Rating at AC440V
27 | UMC9 01NS D110 | 4KW, DC110V, 1NC, Screw Terminal, with Terminal Safety Cover | 15.84
28 | UMC9 10NS D110 | 4KW, DC110V, 1NO, Screw Terminal, with Terminal Safety Cover | 15.84
29 | UMC12 01NS D110 | 5.5KW, DC110V, 1NC, Screw Terminal, with Terminal Safety Cover | 16.08
30 | UMC12 10NS D110 | 5.5KW, DC110V, 1NO, Screw Terminal, with Terminal Safety Cover | 16.08
31 | UMC18 00NS D110 | 7.5KW, DC110V, without Auxiliary Contact, Screw Terminal, with Terminal Safety Cover | 19.92
32 | UMC25 00NS D110 | 11KW, DC110V, without Auxiliary Contact, Screw Terminal, with Terminal Safety Cover | 21.936
33 | UMC32 00NS D110 | 15KW, DC110V, without Auxiliary Contact, Screw Terminal, with Terminal Safety Cover | 31.872
34 | UMC40 21NS D110 | 18.5KW, DC110V, 2NO+1NC, Screw Terminal, with Terminal Safety Cover | 37.872
35 | UMC50 21NS D110 | 22KW, DC110V, 2NO+1NC, Screw Terminal, with Terminal Safety Cover | 55.8
36 | UMC65 21NS D110 | 30KW, DC110V, 2NO+1NC, Screw Terminal, with Terminal Safety Cover | 81.6
37 | UMC75 21NS D110 | 37KW, DC110V, 2NO+1NC, Screw Terminal, with Terminal Safety Cover | 73.728
38 | UMC85 21NS D110 | 45KW, DC110V, 2NO+1NC, Screw Terminal, with Terminal Safety Cover | 84
39 | UMC100 21NS D110 | 55KW, DC110V, 2NO+1NC, Screw Terminal, with Terminal Safety Cover | 119.904
Магнитный контактор, Screw Terminal, AC/DC, Motor Rating at AC440V
40 | UMC115 22NS F220 | 60KW, AC/DC220V, 2NO+2NC, Screw Terminal, with Terminal Safety Cover | 133.536
41 | UMC130 22NS F220 | 65KW, AC/DC220V, 2NO+2NC, Screw Terminal, with Terminal Safety Cover | 135.816
42 | UMC150 22NS F220 | 75KW, AC/DC220V, 2NO+2NC, Screw Terminal, with Terminal Safety Cover | 213.672
43 | UMC185 22NS F220 | 90KW, AC/DC220V, 2NO+2NC, Screw Terminal, with Terminal Safety Cover | 224.784
44 | UMC225 22NS F220 | 132KW, AC/DC220V, 2NO+2NC, Screw Terminal, with Terminal Safety Cover | 233.304
45 | UMC265 22NS F220 | 147KW, AC/DC220V, 2NO+2NC, Screw Terminal, with Terminal Safety Cover | 294.768
46 | UMC300 22NS F220 | 160KW, AC/DC220V, 2NO+2NC, Screw Terminal, with Terminal Safety Cover | 302.52
47 | UMC400 22NS F220 | 220KW, AC/DC220V, 2NO+2NC, Screw Terminal, with Terminal Safety Cover | 481.248
48 | UMC500 22NS F220 | 250KW, AC/DC220V, 2NO+2NC, Screw Terminal, with Terminal Safety Cover | 504.528
49 | UMC630 22NS F220 | 330KW, AC/DC220V, 2NO+2NC, Screw Terminal, with Terminal Safety Cover | 750.84
50 | UMC800 22NS F220 | 400KW, AC/DC220V, 2NO+2NC, Screw Terminal, with Terminal Safety Cover | 826.704
Магнитный контактор, Cage Lug Terminal, AC Control Power, Motor Rating at AC440V, 50Hz
51 | UMC40 00NC X220 | 18.5KW, AC220V 50Hz, without Auxiliary Contact, Cage Lug Terminal, with Terminal Safety Cover | 71.496
52 | UMC50 00NC X220 | 22KW, AC220V 50Hz, without Auxiliary Contact, Cage Lug Terminal, with Terminal Safety Cover | 117.384
53 | UMC65 00NC X220 | 30KW, AC220V 50Hz, without Auxiliary Contact, Cage Lug Terminal, with Terminal Safety Cover | 176.712
54 | UMC75 00NC X220 | 37KW, AC220V 50Hz, without Auxiliary Contact, Cage Lug Terminal, with Terminal Safety Cover | 190.32
55 | UMC85 00NC X220 | 45KW, AC220V 50Hz, without Auxiliary Contact, Cage Lug Terminal, with Terminal Safety Cover | 203.904
56 | UMC100 00NC X220 | 55KW, AC220V 50Hz, without Auxiliary ContactCage Lug terminal, with Terminal Safety Cover | 278.664
Магнитный контактор, Cage Lug Terminal, AC Control Power, Motor Rating at AC440V, 60Hz
57 | UMC40 00NC A220 | 18.5KW, AC220V 60Hz, without Auxiliary Contact, Cage Lug Terminal, with Terminal Safety Cover | 171.5904
58 | UMC50 00NC A220 | 22KW, AC220V 60Hz, without Auxiliary Contact, Cage Lug Terminal, with Terminal Safety Cover | 281.7216
59 | UMC65 00NC A220 | 30KW, AC220V 60Hz, without Auxiliary Contact, Cage Lug Terminal, with Terminal Safety Cover | 424.1088
60 | UMC75 00NC A220 | 37KW, AC220V 60Hz, without Auxiliary Contact, Cage Lug Terminal, with Terminal Safety Cover | 456.768
61 | UMC85 00NC A220 | 45KW, AC220V 60Hz, without Auxiliary Contact, Cage Lug Terminal, with Terminal Safety Cover | 489.3696
62 | UMC100 00NC A220 | 55KW, AC220V 60Hz, without Auxiliary ContactCage Lug terminal, with Terminal Safety Cover | 668.7936
Магнитный контактор, Cage Lug Terminal, DC Control Power, Motor Rating at AC440V
63 | UMC40 21NC D110 | 18.5KW, DC110V, 2NO+1NC, Cage Lug Terminal, with Terminal Safety Cover | 107.256
64 | UMC50 21NC D110 | 22KW, DC110V, 2NO+1NC, Cage Lug Terminal, with Terminal Safety Cover | 158.016
65 | UMC65 21NC D110 | 30KW, DC110V, 2NO+1NC, Cage Lug Terminal, with Terminal Safety Cover | 231.096
66 | UMC75 21NC D110 | 37KW, DC110V, 2NO+1NC, Cage Lug Terminal, with Terminal Safety Cover | 208.8
67 | UMC85 21NC D110 | 45KW, DC110V, 2NO+1NC, Cage Lug Terminal, with Terminal Safety Cover | 237.888
68 | UMC100 21NC D110 | 55KW, DC110V, 2NO+1NC, Cage Lug Terminal, with Terminal Safety Cover | 339.576
Тепловое реле - 3 Elements
67 | UTH12K A0P18S | 0.12A - 0.18A, 3 Element, for UMC9 & UMC12 | 15.312
68 | UTH12K A0P26S | 0.18A - 0.26A, 3 Element, for UMC9 & UMC12 | 15.312
69 | UTH12K A0P35S | 0.25A - 0.35A, 3 Element, for UMC9 & UMC12 | 15.312
70 | UTH12K A0P50S | 0.34A - 0.5A, 3 Element, for UMC9 & UMC12 | 15.312
71 | UTH12K A0P70S | 0.5A - 0.7A, 3 Element, for UMC9 & UMC12 | 15.312
72 | UTH12K A0P90S | 0.6A - 0.9A, 3 Element, for UMC9 & UMC12 | 15.312
73 | UTH12K A1P20S | 0.8A - 1.2A, 3 Element, for UMC9 & UMC12 | 15.312
74 | UTH12K A1P60S | 1.1A - 1.6A, 3 Element, for UMC9 & UMC12 | 15.312
75 | UTH12K A2P10S | 1.5A - 2.1A, 3 Element, for UMC9 & UMC12 | 15.312
76 | UTH12K A0003S | 2A - 3A, 3 Element, for UMC9 & UMC12 | 15.312
77 | UTH12K A4P20S | 2.8A - 4.2A, 3 Element, for UMC9 & UMC12 | 15.312
78 | UTH12K A0005S | 3A - 5A, 3 Element, for UMC9 & UMC12 | 15.312
79 | UTH12K A0006S | 4A - 6A, 3 Element, for UMC9 & UMC12 | 15.312
80 | UTH12K A0008S | 5.6A - 8A, 3 Element, for UMC9 & UMC12 | 15.312
81 | UTH12K A0009S | 6A - 9A, 3 Element, for UMC9 & UMC12 | 15.312
82 | UTH12K A0012S | 8A - 12A, 3 Element, for UMC9 & UMC12 | 15.312
83 | UTH32K A0P18S | 0.12A - 0.18A, 3 Element, for UMC18, UMC25, & UMC32 | 15.312
84 | UTH32K A0P26S | 0.18A - 0.26A, 3 Element, for UMC18, UMC25, & UMC32 | 15.312
85 | UTH32K A0P35S | 0.25A - 0.35A, 3 Element, for UMC18, UMC25, & UMC32 | 15.312
86 | UTH32K A0P50S | 0.34A - 0.5A, 3 Element, for UMC18, UMC25, & UMC32 | 15.312
87 | UTH32K A0P70S | 0.5A - 0.7A, 3 Element, for UMC18, UMC25, & UMC32 | 15.312
88 | UTH32K A0P90S | 0.6A - 0.9A, 3 Element, for UMC18, UMC25, & UMC32 | 15.312
89 | UTH32K A1P20S | 0.8A - 1.2A, 3 Element, for UMC18, UMC25, & UMC32 | 15.312
90 | UTH32K A1P60S | 1.1A - 1.6A, 3 Element, for UMC18, UMC25, & UMC32 | 15.312
91 | UTH32K A2P10S | 1.5A - 2.1A, 3 Element, for UMC18, UMC25, & UMC32 | 15.312
92 | UTH32K A0003S | 2A - 3A, 3 Element, for UMC18, UMC25, & UMC32 | 15.312
93 | UTH32K A4P20S | 2.8A - 4.2A, 3 Element, for UMC18, UMC25, & UMC32 | 15.312
94 | UTH32K A0005S | 3A - 5A, 3 Element, for UMC18, UMC25, & UMC32 | 15.312
95 | UTH32K A0006S | 4A - 6A, 3 Element, for UMC18, UMC25, & UMC32 | 15.312
96 | UTH32K A0008S | 5.6A - 8A, 3 Element, for UMC18, UMC25, & UMC32 | 15.312
97 | UTH32K A0009S | 6A - 9A, 3 Element, for UMC18, UMC25, & UMC32 | 15.312
98 | UTH32K A0012S | 8A - 12A, 3 Element, for UMC18, UMC25, & UMC32 | 15.312
99 | UTH32K A0018S | 12A - 18A, 3 Element, for UMC18, UMC25, & UMC32 | 15.312
100 | UTH32K A0022S | 15A - 22A, 3 Element, for UMC18, UMC25, & UMC32 | 15.312
101 | UTH32K A0025S | 17A - 25A, 3 Element, for UMC18, UMC25, & UMC32 | 15.312
102 | UTH32K A0032S | 22A - 32A, 3 Element, for UMC18, UMC25, & UMC32 | 15.312
103 | UTH65K A0010S | 7A - 10A, 3 Element, for UMC40, UMC50, & UMC62 | 19.2
104 | UTH65K A0012S | 8A - 12A, 3 Element, for UMC40, UMC50, & UMC62 | 19.2
105 | UTH65K A0018S | 12A - 18A, 3 Element, for UMC40, UMC50, & UMC62 | 19.2
106 | UTH65K A0022S | 15A - 22A, 3 Element, for UMC40, UMC50, & UMC62 | 19.2
107 | UTH65K A0025S | 17A - 25A, 3 Element, for UMC40, UMC50, & UMC62 | 19.2
108 | UTH65K A0032S | 22A - 32A, 3 Element, for UMC40, UMC50, & UMC62 | 19.2
109 | UTH65K A0040S | 28A - 40A, 3 Element, for UMC40, UMC50, & UMC62 | 19.2
110 | UTH65K A0050S | 34A - 50A, 3 Element, for UMC40, UMC50, & UMC62 | 19.2
111 | UTH65K A0065S | 45A - 65A, 3 Element, for UMC40, UMC50, & UMC62 | 19.2
112 | UTH100K A0025S | 17A - 25A, 3 Element, for UMC75, UMC85, & UMC100 | 26.4
113 | UTH100K A0032S | 22A - 32A, 3 Element, for UMC75, UMC85, & UMC100 | 26.4
114 | UTH100K A0040S | 28A - 40A, 3 Element, for UMC75, UMC85, & UMC100 | 26.4
115 | UTH100K A0050S | 34A - 50A, 3 Element, for UMC75, UMC85, & UMC100 | 26.4
116 | UTH100K A0065S | 45A - 65A, 3 Element, for UMC75, UMC85, & UMC100 | 26.4
117 | UTH100K A0075S | 52A - 75A, 3 Element, for UMC75, UMC85, & UMC100 | 26.4
118 | UTH100K A0085S | 59A - 85A, 3 Element, for UMC75, UMC85, & UMC100 | 26.4
119 | UTH100K A0100S | 70A - 100A, 3 Element, for UMC75, UMC85, & UMC100 | 26.4
120 | UTH150K A0080S | 48A - 80A, CT type, 3 Element, for UMC115, UMC130, & UMC150 | 72.384
121 | UTH150K A0115S | 69A - 115A, CT type, 3 Element, for UMC115, UMC130, & UMC150 | 72.384
122 | UTH150K A0130S | 78A - 130A, CT type, 3 Element, for UMC115, UMC130, & UMC150 | 72.384
123 | UTH150K A0150S | 90A - 150A, CT type, 3 Element, for UMC115, UMC130, & UMC150 | 72.384
124 | UTH265K A0080S | 48A - 80A, CT type, 3 Element, for UMC185, UMC225, & UMC265 | 149.472
125 | UTH265K A0115S | 69A - 115A, CT type, 3 Element, for UMC185, UMC225, & UMC265 | 149.472
126 | UTH265K A0130S | 78A - 130A, CT type, 3 Element, for UMC185, UMC225, & UMC265 | 149.472
127 | UTH265K A0150S | 90A - 150A, CT type, 3 Element, for UMC185, UMC225, & UMC265 | 149.472
128 | UTH265K A0185S | 111A - 185A, CT type, 3 Element, for UMC185, UMC225, & UMC265 | 149.472
129 | UTH265K A0225S | 135A - 225A, CT type, 3 Element, for UMC185, UMC225, & UMC265 | 149.472
130 | UTH265K A0265S | 159A - 265A, CT type, 3 Element, for UMC185, UMC225, & UMC265 | 149.472
131 | UTH400K A0150S | 90A - 150A, CT type, 3 Element, for UMC300 & UMC400 | 258.912
132 | UTH400K A0185S | 111A - 185A, CT type, 3 Element, for UMC300 & UMC400 | 258.912
133 | UTH400K A0225S | 135A - 225A, CT type, 3 Element, for UMC300 & UMC400 | 258.912
134 | UTH400K A0265S | 159A - 265A, CT type, 3 Element, for UMC300 & UMC400 | 258.912
135 | UTH400K A0300S | 180A - 300A, CT type, 3 Element, for UMC300 & UMC400 | 258.912
136 | UTH400K A0400S | 240A - 400A, CT type, 3 Element, for UMC300 & UMC400 | 258.912
137 | UTH800K A0500S | 300A - 500A, CT type, 3 Element, for UMC500, UMC630 & UMC800 | 288
138 | UTH800K A0630S | 378A - 630A, CT type, 3 Element, for UMC500, UMC630 & UMC800 | 288
139 | UTH800K A0800S | 480A - 800A, CT type, 3 Element, for UMC500, UMC630 & UMC800 | 288
Тепловое реле - 2 Elements
138 | UTH12H A0P18S | 0.12A - 0.18A, 2 Element, for UMC9 & UMC12 | 28.656
139 | UTH12H A0P26S | 0.18A - 0.26A, 2 Element, for UMC9 & UMC12 | 28.656
140 | UTH12H A0P35S | 0.25A - 0.35A, 2 Element, for UMC9 & UMC12 | 28.656
141 | UTH12H A0P50S | 0.34A - 0.5A, 2 Element, for UMC9 & UMC12 | 28.656
142 | UTH12H A0P70S | 0.5A - 0.7A, 2 Element, for UMC9 & UMC12 | 28.656
143 | UTH12H A0P90S | 0.6A - 0.9A, 2 Element, for UMC9 & UMC12 | 28.656
144 | UTH12H A1P20S | 0.8A - 1.2A, 2 Element, for UMC9 & UMC12 | 28.656
145 | UTH12H A1P60S | 1.1A - 1.6A, 2 Element, for UMC9 & UMC12 | 28.656
146 | UTH12H A2P10S | 1.5A - 2.1A, 2 Element, for UMC9 & UMC12 | 28.656
147 | UTH12H A0003S | 2A - 3A, 2 Element, for UMC9 & UMC12 | 28.656
148 | UTH12H A4P20S | 2.8A - 4.2A, 2 Element, for UMC9 & UMC12 | 28.656
149 | UTH12H A0005S | 3A - 5A, 2 Element, for UMC9 & UMC12 | 28.656
150 | UTH12H A0006S | 4A - 6A, 2 Element, for UMC9 & UMC12 | 28.656
151 | UTH12H A0008S | 5.6A - 8A, 2 Element, for UMC9 & UMC12 | 28.656
152 | UTH12H A0009S | 6A - 9A, 2 Element, for UMC9 & UMC12 | 28.656
153 | UTH12H A0012S | 8A - 12A, 2 Element, for UMC9 & UMC12 | 28.656
154 | UTH32H A0P18S | 0.12A - 0.18A, 2 Element, for UMC18, UMC25, & UMC32 | 28.656
155 | UTH32H A0P26S | 0.18A - 0.26A, 2 Element, for UMC18, UMC25, & UMC32 | 28.656
156 | UTH32H A0P35S | 0.25A - 0.35A, 2 Element, for UMC18, UMC25, & UMC32 | 28.656
157 | UTH32H A0P50S | 0.34A - 0.5A, 2 Element, for UMC18, UMC25, & UMC32 | 28.656
158 | UTH32H A0P70S | 0.5A - 0.7A, 2 Element, for UMC18, UMC25, & UMC32 | 28.656
159 | UTH32H A0P90S | 0.6A - 0.9A, 2 Element, for UMC18, UMC25, & UMC32 | 28.656
160 | UTH32H A1P20S | 0.8A - 1.2A, 2 Element, for UMC18, UMC25, & UMC32 | 28.656
161 | UTH32H A1P60S | 1.1A - 1.6A, 2 Element, for UMC18, UMC25, & UMC32 | 28.656
162 | UTH32H A2P10S | 1.5A - 2.1A, 2 Element, for UMC18, UMC25, & UMC32 | 28.656
163 | UTH32H A0003S | 2A - 3A, 2 Element, for UMC18, UMC25, & UMC32 | 28.656
164 | UTH32H A4P20S | 2.8A - 4.2A, 2 Element, for UMC18, UMC25, & UMC32 | 28.656
165 | UTH32H A0005S | 3A - 5A, 2 Element, for UMC18, UMC25, & UMC32 | 28.656
166 | UTH32H A0006S | 4A - 6A, 2 Element, for UMC18, UMC25, & UMC32 | 28.656
167 | UTH32H A0008S | 5.6A - 8A, 2 Element, for UMC18, UMC25, & UMC32 | 28.656
168 | UTH32H A0009S | 6A - 9A, 2 Element, for UMC18, UMC25, & UMC32 | 28.656
169 | UTH32H A0012S | 8A - 12A, 2 Element, for UMC18, UMC25, & UMC32 | 28.656
170 | UTH32H A0018S | 12A - 18A, 2 Element, for UMC18, UMC25, & UMC32 | 28.656
171 | UTH32H A0022S | 15A - 22A, 2 Element, for UMC18, UMC25, & UMC32 | 28.656
172 | UTH32H A0025S | 17A - 25A, 2 Element, for UMC18, UMC25, & UMC32 | 28.656
173 | UTH32H A0032S | 22A - 32A, 2 Element, for UMC18, UMC25, & UMC32 | 28.656
174 | UTH65H A0010S | 7A - 10A, 2 Element, for UMC40, UMC50, & UMC62 | 35.952
175 | UTH65H A0012S | 8A - 12A, 2 Element, for UMC40, UMC50, & UMC62 | 35.952
176 | UTH65H A0018S | 12A - 18A, 2 Element, for UMC40, UMC50, & UMC62 | 35.952
177 | UTH65H A0022S | 15A - 22A, 2 Element, for UMC40, UMC50, & UMC62 | 35.952
178 | UTH65H A0025S | 17A - 25A, 2 Element, for UMC40, UMC50, & UMC62 | 35.952
179 | UTH65H A0032S | 22A - 32A, 2 Element, for UMC40, UMC50, & UMC62 | 35.952
180 | UTH65H A0040S | 28A - 40A, 2 Element, for UMC40, UMC50, & UMC62 | 35.952
181 | UTH65H A0050S | 34A - 50A, 2 Element, for UMC40, UMC50, & UMC62 | 35.952
182 | UTH65H A0065S | 45A - 65A, 2 Element, for UMC40, UMC50, & UMC62 | 35.952
183 | UTH100H A0025S | 17A - 25A, 2 Element, for UMC75, UMC85, & UMC100 | 49.416
184 | UTH100H A0032S | 22A - 32A, 2 Element, for UMC75, UMC85, & UMC100 | 49.416
185 | UTH100H A0040S | 28A - 40A, 2 Element, for UMC75, UMC85, & UMC100 | 49.416
186 | UTH100H A0050S | 34A - 50A, 2 Element, for UMC75, UMC85, & UMC100 | 49.416
187 | UTH100H A0065S | 45A - 65A, 2 Element, for UMC75, UMC85, & UMC100 | 49.416
188 | UTH100H A0075S | 52A - 75A, 2 Element, for UMC75, UMC85, & UMC100 | 49.416
189 | UTH100H A0085S | 59A - 85A, 2 Element, for UMC75, UMC85, & UMC100 | 49.416
190 | UTH100H A0100S | 70A - 100A, 2 Element, for UMC75, UMC85, & UMC100 | 49.416
191 | UTH150H A0080S | 48A - 80A, CT type, 2 Element, for UMC115, UMC130, & UMC150 | 135.504
192 | UTH150H A0115S | 69A - 115A, CT type, 2 Element, for UMC115, UMC130, & UMC150 | 135.504
193 | UTH150H A0130S | 78A - 130A, CT type, 2 Element, for UMC115, UMC130, & UMC150 | 135.504
194 | UTH150H A0150S | 90A - 150A, CT type, 2 Element, for UMC115, UMC130, & UMC150 | 135.504
195 | UTH265H A0080S | 48A - 80A, CT type, 2 Element, for UMC185, UMC225, & UMC265 | 279.816
196 | UTH265H A0115S | 69A - 115A, CT type, 2 Element, for UMC185, UMC225, & UMC265 | 279.816
197 | UTH265H A0130S | 78A - 130A, CT type, 2 Element, for UMC185, UMC225, & UMC265 | 279.816
198 | UTH265H A0150S | 90A - 150A, CT type, 2 Element, for UMC185, UMC225, & UMC265 | 279.816
199 | UTH265H A0185S | 111A - 185A, CT type, 2 Element, for UMC185, UMC225, & UMC265 | 279.816
200 | UTH265H A0225S | 135A - 225A, CT type, 2 Element, for UMC185, UMC225, & UMC265 | 279.816
201 | UTH265H A0265S | 159A - 265A, CT type, 2 Element, for UMC185, UMC225, & UMC265 | 279.816
202 | UTH400H A0150S | 90A - 150A, CT type, 2 Element, for UMC300 & UMC400 | 484.68
203 | UTH400H A0185S | 111A - 185A, CT type, 2 Element, for UMC300 & UMC400 | 484.68
204 | UTH400H A0225S | 135A - 225A, CT type, 2 Element, for UMC300 & UMC400 | 484.68
205 | UTH400H A0265S | 159A - 265A, CT type, 2 Element, for UMC300 & UMC400 | 484.68
206 | UTH400H A0300S | 180A - 300A, CT type, 2 Element, for UMC300 & UMC400 | 484.68
207 | UTH400H A0400S | 240A - 400A, CT type, 2 Element, for UMC300 & UMC400 | 484.68
208 | UTH800H A0500S | 300A - 500A, CT type, 2 Element, for UMC500, UMC630 & UMC800 | 539.136
209 | UTH800H A0630S | 378A - 630A, CT type, 2 Element, for UMC500, UMC630 & UMC800 | 539.136
300 | UTH800H A0800S | 480A - 800A, CT type, 2 Element, for UMC500, UMC630 & UMC800 | 539.136
DIN Rail адаптер для UTH
301 | UTHMB12 S | for UTH12, with Terminal Safety Cover | 8.928
302 | UTHMB32 S | for UTH32, with Terminal Safety Cover | 11.376
303 | UTHMB65 S | for UTH65, with Terminal Safety Cover | 14.64
304 | UTHMB100 S | for UTH100, with Terminal Safety Cover | 19.32
Контрольные реле
305 | UMX 04NS X220 | 4NC, AC220V 50Hz, with Terminal Safety Cover | 21.6
306 | UMX 13NS X220 | 1NO+3NC, AC220V 50Hz, with Terminal Safety Cover | 21.6
307 | UMX 22NS X220 | 2NO+2NC, AC220V 50Hz, with Terminal Safety Cover | 21.6
308 | UMX 31NS X220 | 3NO+1NC, AC220V 50Hz, with Terminal Safety Cover | 21.6
309 | UMX 40NS X220 | 4NO, AC220V 50Hz, with Terminal Safety Cover | 21.6
310 | UMX 04NS A220 | 4NC, AC220V 60Hz, with Terminal Safety Cover | 21.6
311 | UMX 13NS A220 | 1NO+3NC, AC220V 60Hz, with Terminal Safety Cover | 21.6
312 | UMX 22NS A220 | 2NO+2NC, AC220V 60Hz, with Terminal Safety Cover | 21.6
313 | UMX 31NS A220 | 3NO+1NC, AC220V 60Hz, with Terminal Safety Cover | 21.6
314 | UMX 40NS A220 | 4NO, AC220V 60Hz, with Terminal Safety Cover | 21.6
315 | UMT 04NS D110 | 4NC, DC110, with Terminal Safety Cover | 21.6
316 | UMT 13NS D110 | 1NO+3NC, DC110, with Terminal Safety Cover | 21.6
317 | UMT 22NS D110 | 2NO+2NC, DC110, with Terminal Safety Cover | 21.6
318 | UMT 31NS D110 | 3NO+1NC, DC110, with Terminal Safety Cover | 21.6
319 | UMT 40NS D110 | 4NO, DC110, with Terminal Safety Cover | 21.6
Блок-контакт для UMC, UMT, и UMX
320 | UAB 02NS | 2NC, Front Mounting, for UMC9-UMC100, UMX, & UMT | 6.48
321 | UAB 11NS | 1NO+1NC, Front Mounting, for UMC9-UMC100, UMX, & UMT | 6.48
322 | UAB 20NS | 2NO, Front Mounting, for UMC9-UMC100, UMX, & UMT | 6.48
323 | UAB 04NS | 4NC, Front Mounting, for UMC9-UMC100, UMX, & UMT | 10.56
324 | UAB 13NS | 1NO+3NC, Front Mounting, for UMC9-UMC100, UMX, & UMT | 12
325 | UAB 22NS | 2NO+2NC, Front Mounting, for UMC9-UMC100, UMX, & UMT | 6.48
326 | UAB 31NS | 3NO+1NC, Front Mounting, for UMC9-UMC100, UMX, & UMT | 10.56
327 | UAB 40NS | 4NO+1NC, Front Mounting, for UMC9-UMC100, UMX, & UMT | 10.56
328 | UAL 65NS / UAL65 11NS | 1NO+1NC, Side Mounting, for UMC9-UMC65 | 7.272
329 | UAL 100NS / UAL100 11NS | 1NO+1NC, Side Mounting, for UMC75-UMC100 | 10.056
330 | UAL 400NS / UAL400 11NS | 1NO+1NC, Side Mounting, for UMC115-UMC800 | 10.056
Механическая блокировка [Base Plate is not included]
| UTL65 S | for UMC9-UMC65
| UTL100 | for UMC75-UMC100
| UTL265 | for UMC115-UMC265
| UTL400 | for UMC300-UMC800
Механическая блокировка Unit Base Plate
1 | UMRBASE100 | for UMC75, UMC85, & UMC100
2 | UMRBASE150 | for UMC115, UMC130, & UMC150
3 | UMRBASE265 | for UMC185, UMC225, & UMC265
4 | UMRBASE400 | for UMC300 & UMC400
Блок механической фиксации
5 | ULB F024 / UBL F024 | AC/DC24V, for UMC9-UMC100, UMX, & UMT | 15.168
6 | ULB F048 / UBL F048 | AC/DC48V, for UMC9-UMC100, UMX, & UMT | 15.168
7 | ULB F110 / UBL F110 | AC/DC100V-125V, for UMC9-UMC100, UMX, & UMT | 15.168
8 | ULB F220 / UBL F220 | AC/DC200V-240V, for UMC9-UMC100, UMX, & UMT | 15.168
9 | ULB A440 / UBL A440 | AC 440V, for UMC9-UMC100, UMX, & UMT | 15.168
Блок электронного таймера
346 | UET1 | AC/DC90~240V, for UMC9-UMC100, UMX, & UMT | 31.968
347 | UET2 | AC/DC24~60V, for UMC9-UMC100, UMX, & UMT | 31.968
Ограничитель перенапряжений & шунтирующий диод
348 | URC32 Y048 | AC24V-48V, for UMC9-UMC32 & UMX | 9.456
349 | URC32 Y220 | AC110V-220V, for UMC9-UMC32 & UMX | 9.456
350 | URC32 Y380 | AC240V-380V, for UMC9-UMC32 & UMX | 9.456
351 | URC100 Y048 | AC24V-48V, for UMC40-UMC100 | 10.176
352 | URC100 Y220 | AC110V-220V, for UMC40-UMC100 | 10.176
353 | URC100 Y380 | AC240V-380V, for UMC40-UMC100 | 10.176
354 | UCD100 | DC24V-125V, for UMC9-UMC100 & UMT
Фронтальная защитная крышка
355 | UMC100IC | for UMC9-UMC100, UMX, & UMT
356 | UMC150IC | for UMC115-UMC150
357 | UMC265IC | for UMC185-UMC265
358 | UMC400IC | for UMC300-UMC500
359 | UMC800IC | for UMC630-UMC800
Катушки для UMC, UMX, & UMT [ЗИП]
348 | UMCOL12 X220 | AC220V 50Hz, for UMC9-UMC12, UMX
349 | UMCOL32 X220 | AC220V 50Hz, for UMC18-UMC32
350 | UMCOL65 X220 | AC220V 50Hz, for UMC40-UMC65
351 | UMCOL100 X220 | AC220V 50Hz, for UMC75-UMC100
352 | UMCOL12 A220 | AC220V 60Hz, for UMC9-UMC12, UMX
353 | UMCOL32 A220 | AC220V 60Hz, for UMC18-UMC32
354 | UMCOL65 A220 | AC220V 60Hz, for UMC40-UMC65
355 | UMCOL100 A220 | AC220V 60Hz, for UMC75-UMC100
356 | UMCOL12 D110 | D110, for UMC9-UMC12, UMX
357 | UMCOL32 D110 | D110, for UMC18-UMC32
358 | UMCOL65 D110 | D110, for UMC40-UMC65
359 | UMCOL100 D110 | D110, for UMC75-UMC100
360 | UMCOL150 F220 | AC/DC220V, for UMC115-UMC150
361 | UMCOL265 F220 | AC/DC220V, for UMC185-UMC265
362 | UMCOL400 F220 | AC/DC220V, for UMC300-UMC500
363 | UMCOL800 F220 | AC/DC220V, for UMC630-UMC800
Пламегасители для UMC (6 pcs) [ЗИП]
363 | UMCHT100 | for UMC75-UMC100
364 | UMCHT150 | for UMC115-UMC150
365 | UMCHT265 | for UMC185-UMC265
366 | UMCHT400 | for UMC300-UMC500
367 | UMCHT800 | for UMC630-UMC800
Основные контактыдля HiMC (6 основных неподвижных контактов + 3 основных подвижных) [ЗИП]
367 | UMCTIP9 | for UMC9
368 | UMCTIP12 | for UMC12
369 | UMCTIP18 | for UMC18
370 | UMCTIP25 | for UMC25
371 | UMCTIP32 | for UMC32
372 | UMCTIP40 | for UMC40
373 | UMCTIP50 | for UMC50
374 | UMCTIP65 | for UMC65
375 | UMCTIP75 | for UMC75
376 | UMCTIP85 | for UMC85
377 | UMCTIP100 | for UMC100
378 | UMCTIP115 | for UMC115
379 | UMCTIP130 | for UMC130
380 | UMCTIP150 | for UMC150
381 | UMCTIP185 | for UMC185
382 | UMCTIP225 | for UMC225
383 | UMCTIP265 | for UMC265
384 | UMCTIP300 | for UMC300
385 | UMCTIP400 | for UMC400
386 | UMCTIP500 | for UMC500
387 | UMCTIP630 | for UMC630
388 | UMCTIP800 | for UMC800
Terminal Cover [ЗИП]
389 | UMC12PC | for UMC9-UMC12
390 | UMC32PC | for UMC18-UMC32
391 | UMC65PC | for UMC40-UMC65
392 | UMC100PC | for UMC75-UMC100
393 | UMC150PC | for UMC115-UMC150
394 | UMC265PC | for UMC185-UMC265
395 | UMC400PC | for UMC300-UMC500
396 | UMC800PC | for UMC630-UMC800

## Контакторы HiMC
MC - PRICE LIST |  | ООО "Техноэлектро", тел.: +38 (057) 780-26-94
No. | New Code | Specification | Цена USD c НДС
A-1. Магнитный контактор, AC Control Power, Motor Rating at 440Vac, 50Hz
1 | IMC9 11NS X220 | 4KW | 10.8
2 | IMC12 11NS X220 | 5.5KW | 11.28
3 | IMC18 11NS X220 | 7.5KW | 11.04
4 | IMC22 11NS X220 | 11KW | 12.72
5 | IMC32 22NS X220 | 15KW | 18.24
6 | IMC40 22NS X220 | 18.5KW | 25.248
7 | IMC50 22NS X220 | 22KW | 41.448
9 | IMC65 22NS X220 | 30KW | 62.4
11 | IMC80 22NS X220 | 37KW | 60
13 | IMC90 22NS X220 | 45KW | 72
14 | IMC110B 22NS X220 | 55KW | 84
15 | IMC110 22NS X220 | 55KW | 98.4
16 | IMC130 22NS X220 | 65KW | 112.464
17 | IMC150B 22NS X220 | 75KW | 139.2
18 | IMC150 22NS X220 | 75KW | 156
19 | IMC180 22NS X220 | 90KW | 179.544
20 | IMC220 22NS X220 | 110KW | 187.44
21 | IMC260B 22NS X220 | 110KW | 196.8
22 | IMC260 22NS X220 | 132KW | 261.6
23 | IMC300 22NS X220 | 160KW | 276.24
24 | IMC400 22NS X220 | 220KW | 403.2
25 | IMC500 22NS X220 | 250KW | 597.864
26 | IMC630 22NS X220 | 330KW | 840
27 | IMC800 22NS X220 | 440KW | 976.512
A-2. Магнитный контактор, AC Control Power, Motor Rating at 440Vac, 60Hz
28 | IMC9 11NS A220 | 4KW | 10.8
29 | IMC12 11NS A220 | 5.5KW | 11.28
30 | IMC18 11NS A220 | 7.5KW | 11.04
31 | IMC22 11NS A220 | 11KW | 12.72
32 | IMC32 22NS A220 | 15KW | 18.24
33 | IMC40 22NS A220 | 18.5KW | 25.248
34 | IMC50 22NS A220 | 22KW | 41.448
36 | IMC65 22NS A220 | 30KW | 62.4
38 | IMC80 22NS A220 | 37KW | 60
40 | IMC90 22NS A220 | 45KW | 72
41 | IMC110B 22NS A220 | 55KW | 84
42 | IMC110 22NS A220 | 55KW | 98.4
43 | IMC130 22NS A220 | 65KW | 112.464
44 | IMC150B 22NS A220 | 75KW | 120
45 | IMC150 22NS A220 | 75KW | 156
46 | IMC180 22NS A220 | 90KW | 179.544
47 | IMC220 22NS A220 | 110KW | 187.44
48 | IMC260B 22NS A220 | 110KW | 187.44
49 | IMC260 22NS A220 | 132KW | 264
50 | IMC300 22NS A220 | 160KW | 276.24
51 | IMC400 22NS A220 | 220KW | 403.2
52 | IMC500 22NS A220 | 250KW | 597.864
53 | IMC630 22NS A220 | 330KW | 840
54 | IMC800 22NS A220 | 440KW | 976.512
A-3. Магнитный контактор, DC Control Power, Motor Rating at 440Vac
55 | IMC9 11NS D110 | 4KW | 15.84
56 | IMC12 11NS D110 | 5.5KW | 16.08
57 | IMC18 11NS D110 | 7.5KW | 19.92
58 | IMC22 11NS D110 | 11KW | 21.936
59 | IMC32 22NS D110 | 15KW | 31.872
60 | IMC40 22NS D110 | 18.5KW | 37.872
61 | IMC50 21NS D110 | 22KW, External Resistance | 55.8
63 | IMC65 21NS D110 | 30KW, External Resistance | 81.6
65 | IMC80 21NS D110 | 37KW, External Resistance | 73.728
67 | IMC90 21NS D110 | 45KW, External Resistance | 84
68 | IMC110B 21NS D110 | 55KW, External Resistance | 74.856
69 | IMC110 21NS D110 | 55KW, External Resistance | 119.904
70 | IMC130 21NS D110 | 65KW, External Resistance | 122.184
71 | IMC150B 21NS D110 | 75KW, External Resistance | 128.184
72 | IMC150 21NS D110 | 75KW, External Resistance | 182.4
73 | IMC180 21NS D110 | 90KW, External Resistance | 193.488
74 | IMC220 21NS D110 | 110KW, External Resistance | 202.032
75 | IMC260B 21NS D110 | 132KW, External Resistance | 192.6
76 | IMC260 21NS D110 | 132KW, External Resistance | 262.368
77 | IMC300 21NS D110 | 160KW, External Resistance | 270.12
78 | IMC400 21NS D110 | 220KW, External Resistance | 445.632
79 | IMC500 21NS D110 | 250KW, External Resistance | 468.816
80 | IMC630 21NS D110 | 330KW, External Resistance | 675.96
81 | IMC800 21NS D110 | 440KW, External Resistance | 751.824
A-4. Магнитный контактор, Free Voltage, Motor Rating at 440Vac
82 | IMC65 22NS F220 | 30KW | 104.184
83 | IMC80 22NS F220 | 37KW | 82.488
84 | IMC90 22NS F220 | 45KW | 107.664
85 | IMC110B 22NS F220 | 55KW | 85.704
86 | IMC110 22NS F220 | 55KW | 133.536
87 | IMC130 22NS F220 | 65KW | 135.816
88 | IMC150B 22NS F220 | 75KW | 141.816
89 | IMC150 22NS F220 | 75KW | 213.672
90 | IMC180 22NS F220 | 90KW | 224.784
91 | IMC220 22NS F220 | 110KW | 233.304
92 | IMC260B 22NS F220 | 110KW | 219.432
93 | IMC260 22NS F220 | 132KW | 294.768
94 | IMC300 22NS F220 | 160KW | 302.52
95 | IMC400 22NS F220 | 220KW | 481.248
96 | IMC500 22NS F220 | 250KW | 504.528
97 | IMC630 22NS F220 | 330KW | 750.84
98 | IMC800 22NS F220 | 440KW | 826.704
B-1. Магнитный контактор для коммутации косинусных конденсаторов, AC Control Power, Motor Rating at 440Vac, 50Hz
99 | IMK9 21NS X220 | 9.7kVAR @ 440V, 2NO+1NC | 37.032
100 | IMK9 12NS X220 | 9.7kVAR @ 440V, 1NO+2NC | 37.032
101 | IMK12 21NS X220 | 12.35kVAR @ 440V, 2NO+1NC | 36.888
102 | IMK12 12NS X220 | 12.5kVAR @ 440V, 1NO+2NC | 37.368
103 | IMK18 21NS X220 | 16.7kVAR @ 440V, 2NO+1NC | 36.936
104 | IMK18 12NS X220 | 16.7kVAR @ 440V, 1NO+2NC | 36.936
105 | IMK22 21NS X220 | 18kVAR @ 440V, 2NO+1NC | 38.976
106 | IMK22 12NS X220 | 18kVAR @ 440V, 1NO+2NC | 38.976
107 | IMK32 32NS X220 | 30kVAR @ 440V, 3NO+2NC | 44.568
108 | IMK32 23NS X220 | 30kVAR @ 440V, 2NO+3NC | 44.568
109 | IMK40 32NS X220 | 33.3kVAR @ 440V, 3NO+2NC | 45.024
110 | IMK40 23NS X220 | 33.3kVAR @ 440V, 2NO+3NC | 45.024
111 | IMK50 32NS X220 | 45kVAR @ 440V, 3NO+2NC | 50.448
112 | IMK50 23NS X220 | 45kVAR @ 440V, 2NO+3NC | 50.448
B-2. Магнитный контактор для коммутации косинусных конденсаторов, AC Control Power, Motor Rating at 440Vac, 60Hz
119 | IMK9 21NS A220 | 9.7kVAR @ 440V, 2NO+1NC | 37.032
120 | IMK9 12NS A220 | 9.7kVAR @ 440V, 1NO+2NC | 37.032
121 | IMK12 21NS A220 | 12.35kVAR @ 440V, 2NO+1NC | 36.888
122 | IMK12 12NS A220 | 12.5kVAR @ 440V, 1NO+2NC | 37.368
123 | IMK18 21NS A220 | 16.7kVAR @ 440V, 2NO+1NC | 36.936
124 | IMK18 12NS A220 | 16.7kVAR @ 440V, 1NO+2NC | 36.936
125 | IMK22 21NS A220 | 18kVAR @ 440V, 2NO+1NC | 38.976
126 | IMK22 12NS A220 | 18kVAR @ 440V, 1NO+2NC | 38.976
127 | IMK32 32NS A220 | 30kVAR @ 440V, 3NO+2NC | 44.568
128 | IMK32 23NS A220 | 30kVAR @ 440V, 2NO+3NC | 44.568
129 | IMK40 32NS A220 | 33.3kVAR @ 440V, 3NO+2NC | 45.024
130 | IMK40 23NS A220 | 33.3kVAR @ 440V, 2NO+3NC | 45.024
131 | IMK50 32NS A220 | 45kVAR @ 440V, 3NO+2NC | 50.448
132 | IMK50 23NS A220 | 45kVAR @ 440V, 2NO+3NC | 50.448
C-1. ТЕПЛОВЫЕ РЕЛЕ - 3 Elements
133 | ITH22K N0P18S | 0.12A ~ 0.18A | 15.312
134 | ITH22K N0P26S | 0.18A ~ 0.26A | 15.312
135 | ITH22K N0P35S | 0.25A ~ 0.35A | 15.312
136 | ITH22K N0P50S | 0.34A ~ 0.5A | 15.312
137 | ITH22K N0P70S | 0.5A ~ 0.7A | 15.312
138 | ITH22K N0P90S | 0.6A ~ 0.9A | 15.312
139 | ITH22K N1P20S | 0.8A ~ 1.2A | 15.312
140 | ITH22K N1P60S | 1.1A ~ 1.6A | 15.312
141 | ITH22K N2P10S | 1.5A ~ 2.1A | 15.312
142 | ITH22K N0003S | 2A ~ 3A | 15.312
143 | ITH22K N4P20S | 2.8A ~ 4.2A | 15.312
144 | ITH22K N0005S | 3A ~ 5A | 15.312
145 | ITH22K N0006S | 4A ~ 6A | 15.312
146 | ITH22K N0008S | 5.6A ~ 8A | 15.312
147 | ITH22K N0010S | 7A ~ 10A | 15.312
148 | ITH22K N0013S | 9A ~ 13A | 15.312
149 | ITH22K N0018S | 12A ~ 18A | 15.312
150 | ITH22K N0022S | 16A ~ 22A | 15.312
151 | ITH40K N0010S | 7A ~ 10A | 15.312
152 | ITH40K N0013S | 9A ~ 13A | 15.312
153 | ITH40K N0018S | 12A ~ 18A | 15.312
154 | ITH40K N0022S | 16A ~ 22A | 15.312
155 | ITH40K N0026S | 18A ~ 26A | 15.312
156 | ITH40K N0032S | 24A ~ 32A | 15.312
157 | ITH40K N0040S | 28A ~ 40A | 15.312
158 | ITH50K N0026S | 18A ~ 26A | 19.2
159 | ITH50K N0032S | 24A ~ 32A | 19.2
160 | ITH50K N0040S | 28A ~ 40A | 19.2
161 | ITH50K N0050S | 36A ~ 50A | 19.2
162 | ITH90K N0040S | 28A ~ 40A | 26.4
163 | ITH90K N0050S | 36A ~ 50A | 26.4
164 | ITH90K N0065S | 45A ~ 65A | 26.4
165 | ITH90K N0080S | 60A ~ 80A | 26.4
166 | ITH90K N0090S | 70A ~ 90A | 26.4
167 | ITH130K N0080S | 48A ~ 80A, CT type | 72.384
168 | ITH130K N0130S | 78A ~ 130A, CT type | 72.384
169 | ITH220K N0130S | 78A ~ 130A, CT type | 109.608
170 | ITH220K N0180S | 108A ~ 180A, CT type | 109.608
171 | ITH220K N0220S | 132A ~ 220A, CT type | 109.608
172 | ITH300K N0220S | 132A ~ 220A, CT type | 149.472
173 | ITH300K N0300S | 180A ~ 300A, CT type | 149.472
174 | ITH500K N0300S | 180A ~ 300A, CT type | 258.912
175 | ITH500K N0400S | 240A ~ 400A, CT type | 258.912
176 | ITH500K N0500S | 300A ~ 500A, CT type | 258.912
177 | ITH800K N0630S | 378A ~ 630A, CT type | 288
178 | ITH800K N0800S | 480A ~ 800A, CT type | 288
D. Контрольные реле
179 | HMX 22NS X220 | 2NO+2NC for AC220V, 50Hz | 21.6
180 | HMX 31NS X220 | 3NO+1NC for AC220V, 50Hz | 21.6
181 | HMX 40NS X220 | 4NO+0NC for AC220V, 50Hz | 21.6
182 | HMX 22NS A220 | 2NO+2NC for AC220V, 60Hz | 21.6
183 | HMX 31NS A220 | 3NO+1NC for AC220V, 60Hz | 21.6
184 | HMX 40NS A220 | 4NO+0NC for AC220V, 60Hz | 21.6
185 | HMT 22NS D110 | 2NO+2NC for DC110V | 21.6
186 | HMT 31NS D110 | 3NO+1NC for DC110V | 21.6
187 | HMT 40NS D110 | 4NO+0NC for DC110V | 21.6
E. Блок-контакты для HiMC, HMT и HMX
188 | IAB 22NS | 2NO+2NC for HiMC9-50 | 6.48
189 | IAB 13NS | 1NO+3NC for HiMC9-50 | 10.56
190 | IAB 31NS | 3NO+1NC for HiMC9-50 | 10.56
191 | IAB 04NS | 0NO+4NC for HiMC9-50 | 10.56
192 | IAB 40NS | 4NO+0NC for HiMC9-50 | 10.56
193 | IAB 11NS | 1NO+1NC for HiMC9-50 | 6.48
194 | IAB 02NS | 0NO+2NC for HiMC9-50 | 6.48
195 | IAB 20NS | 2NO+0NC for HiMC9-50 | 6.48
196 | IAL 11NR | 1NO+1NC for HiMC9-22 | 10.32
197 | IAC 22NS | 2NO+2NC for HMT/HMX | 12
198 | IAC 13NS | 1NO+3NC for HMT/HMX | 12
199 | IAC 31NS | 3NO+1NC for HMT/HMX | 12
200 | IAC 40NS | 4NO+0NC for HMT/HMX | 12
201 | IAC 11NS | 1NO+1NC for HMT/HMX | 6.96
202 | IAC 02NS | 0NO+2NC for HMT/HMX | 6.96
203 | IAC 20NS | 2NO+0NC for HMT/HMX | 6.96
204 | IAD50 10NR | 1NO Contact Block + 6 ea Resistive wires for HiMK32~50 | 27.36
205 | IAD50 01NR | 1NC Contact Block + 6 ea Resistive wires for HiMK32~50 | 27.36
209 | IAL5 11NS | 1NO+1NC for HiMC65/80/90/110B~150B | 6.96
210 | IAR6 11NS | 1NO+1NC for HiMC65/80/90/110B~150B | 6.96
211 | IAL7 11NS | 1NO+1NC for HiMC150-800 | 6.96
212 | IAR8 11NS | 1NO+1NC for HiMC150-800 | 6.96
F-1. Цифровые реле защиты двигателей - Standard type (без LCD дисплея) - 3CT
213 | IMP22K I0001PS Y220 | 0.3~1.5A, Pin Connection, Inverse, 3CT, 2SPST(1a1b at powr on), 90~250V | 102.48
214 | IMP22K I0005PS Y220 | 1.0~5.0A, Pin Connection, Inverse, 3CT, 2SPST(1a1b at powr on), 90~250V | 102.48
215 | IMP22K I0022PS Y220 | 4.4~22A, Pin Connection, Inverse, 3CT, 2SPST(1a1b at powr on), 90~250V | 102.48
216 | IMP40K I0040PS Y220 | 8.0~40A, Pin Connection, Inverse, 3CT, 2SPST(1a1b at powr on), 90~250V | 112.32
217 | IMP50K I0050PS Y220 | 10~50A, Pin Connection, Inverse, 3CT, 2SPST(1a1b at powr on), 90~250V | 135.12
218 | IMP22K I0001SS Y220 | 0.3~1.5A, Screw Connection, Inverse, 3CT, 2SPST(1a1b at powr on), 90~250V | 91.2
219 | IMP22K I0005SS Y220 | 1.0~5.0A, Screw Connection, Inverse, 3CT, 2SPST(1a1b at powr on), 90~250V | 91.2
220 | IMP22K I0022SS Y220 | 4.4~22A, Screw Connection, Inverse, 3CT, 2SPST(1a1b at powr on), 90~250V | 91.2
221 | IMP40K I0040SS Y220 | 8.0~40A, Screw Connection, Inverse, 3CT, 2SPST(1a1b at powr on), 90~250V | 100.08
222 | IMP50K I0050SS Y220 | 10~50A, Screw Connection, Inverse, 3CT, 2SPST(1a1b at powr on), 90~250V | 120.48
223 | IMP22K I0001TS Y220 | 0.3~1.5A, Tunnel Connection, Inverse, 3CT, 2SPST(1a1b at powr on), 90~250V | 85.44
224 | IMP22K I0005TS Y220 | 1.0~5.0A, Tunnel Connection, Inverse, 3CT, 2SPST(1a1b at powr on), 90~250V | 85.44
225 | IMP22K I0022TS Y220 | 4.4~22A, Tunnel Connection, Inverse, 3CT, 2SPST(1a1b at powr on), 90~250V | 93.6
226 | IMP40K I0040TS Y220 | 8.0~40A, Tunnel Connection, Inverse, 3CT, 2SPST(1a1b at powr on), 90~250V | 112.56
227 | IMP50K I0050TS Y220 | 10~50A, Tunnel Connection, Inverse, 3CT, 2SPST(1a1b at powr on), 90~250V | 112.56
228 | IMP150K I0150TS Y220 | 30~150A, Tunnel Connection, Inverse, 3CT, 2SPST(1a1b at powr on), 90~250V | 0
229 | IMP300K I0300TS Y220 | 60~300A, Tunnel Connection, Inverse, 3CT, 2SPST(1a1b at powr on), 90~250V | 0
230 | IMP22K N0001PS Y220 | 0.3~1.5A, Pin Connection, Inverse/Reverse Phase, 3CT, 2SPST(1a1b at powr on), 90~250V | 108.48
231 | IMP22K N0005PS Y220 | 1.0~5.0A, Pin Connection, Inverse/Reverse Phase, 3CT, 2SPST(1a1b at powr on), 90~250V | 108.48
232 | IMP22K N0022PS Y220 | 4.4~22A, Pin Connection, Inverse/Reverse Pahse, 3CT, 2SPST(1a1b at powr on), 90~250V | 108.48
233 | IMP40K N0040PS Y220 | 8.0~40A, Pin Connection, Inverse/Reverse Phase, 3CT, 2SPST(1a1b at powr on), 90~250V | 119.04
234 | IMP50K N0050PS Y220 | 10~50A, Pin Connection, Inverse/Reverse Phase, 3CT, 2SPST(1a1b at powr on), 90~250V | 143.28
235 | IMP22K N0001SS Y220 | 0.3~1.5A, Screw Connection, Inverse/Reverse Phase, 3CT, 2SPST(1a1b at powr on), 90~250V | 96.96
236 | IMP22K N0005SS Y220 | 1.0~5.0A, Screw Connection, Inverse/Reverse Phase, 3CT, 2SPST(1a1b at powr on), 90~250V | 96.96
237 | IMP22K N0022SS Y220 | 4.4~22A, Screw Connection, Inverse/Reverse Phase, 3CT, 2SPST(1a1b at powr on), 90~250V | 96.96
238 | IMP40K N0040SS Y220 | 8.0~40A, Screw Connection, Inverse/Reverse Phase, 3CT, 2SPST(1a1b at powr on), 90~250V | 106.08
239 | IMP50K N0050SS Y220 | 10~50A, Screw Connection, Inverse/Reverse Phase, 3CT, 2SPST(1a1b at powr on), 90~250V | 127.68
240 | IMP22K N0001TS Y220 | 0.3~1.5A, Tunnel Connection, Inverse/Reverse Phase, 3CT, 2SPST(1a1b at powr on), 90~250V | 90.48
241 | IMP22K N0005TS Y220 | 1.0~5.0A, Tunnel Connection, Inverse/Reverse Phase, 3CT, 2SPST(1a1b at powr on), 90~250V | 90.48
242 | IMP22K N0022TS Y220 | 4.4~22A, Tunnel Connection, Inverse/Reverse Phase, 3CT, 2SPST(1a1b at powr on), 90~250V | 90.48
243 | IMP40K N0040TS Y220 | 8.0~40A, Tunnel Connection, Inverse/Reverse Phase, 3CT, 2SPST(1a1b at powr on), 90~250V | 99.12
244 | IMP50K N0050TS Y220 | 10~50A, Tunnel Connection, Inverse/Reverse phase, 3CT, 2SPST(1a1b at powr on), 90~250V | 119.28
245 | IMP150K N0150TS Y220 | 30~150A, Tunnel Connection, Inverse/Reverse Phase, 3CT, 2SPST(1a1b at powr on), 90~250V | 0
246 | IMP300K N0300TS Y220 | 60~300A, Tunnel Connection, Inverse/Reverse Phase, 3CT, 2SPST(1a1b at powr on), 90~250V | 0
F-2. Цифровые реле защиты двигателей - Deluxe type (с LCD дисплеем)
247 | IMP60K S0006SS Y220 | 0.5~6.0A, Screw Connection | 273.84
248 | IMP60K S0060SS Y220 | 5~60A, Screw Connection | 273.84
249 | IMP60K S0006TR Y220 | 0.5~6.0A, Tunnel Connection | 255.84
250 | IMP60K S0060TR Y220 | 5~60A, Tunnel Connection | 255.84
251 | IMP60K I0006SS Y220 | 0.5~6.0A, Screw Connection, Short Circuit Protection | 279.6
252 | IMP60K I0060SS Y220 | 5~60A, Screw Connection, Short Circuit Protection | 279.6
253 | IMP60K I0006TR Y220 | 0.5~6.0A, Tunnel Connection, Short Circuit Protection | 259.92
254 | IMP60K I0060TR Y220 | 5~60A, Tunnel Connection, Short Circuit Protection | 261.36
255 | IMP60K Z0006SS Y220 | 0.5~6.0A, Screw Connection, Leakage Current Protection | 291.12
256 | IMP60K Z0060SS Y220 | 5~60A, Screw Connection, Leakage Current Protection | 291.12
257 | IMP60K Z0006TR Y220 | 0.5~6.0A, Tunnel Connection, Leakage Current Protection | 272.16
258 | IMP60K Z0060TR Y220 | 5~60A, Tunnel Connection, Leakage Current Protection | 272.16
G-1. Монтажное основание для HiTH
259 | ITHMB22 S | for HiTH22 | 13.92
260 | ITHMB40 S | for HiTH40 | 17.76
261 | ITHMB50 S | for HiTH50 | 22.8
262 | ITHMB90 S | for HiTH90 | 30
G-2. DIN Rail Bracket for HiMP Standard type
263 | IMPRAIL | for DIN Rail Installation | 1.2
G-3. Блок подключения проводников для HiMP Deluxe type
264 | IMPCBL 1 | Length 1.0m | 22.32
265 | IMPCBL 1.5 | Length 1.5m | 26.4
266 | IMPCBL 2 | Length 2.0m | 31.68
267 | IMPCBL 4 | Length 4.0m | 54
G-4. Display Bracket for HiMP Deluxe type
268 | IMPBRACKET |  | 2.4
G-6. Трансформатор тока для HiMP Deluxe & Standard type
368 | IMPCT80K | 3CT, CT Ratio - 80:5 | 110.16
369 | IMPCT130K | 3CT, CT Ratio - 130:5 | 110.16
370 | IMPCT180K | 3CT, CT Ratio - 180:5 | 110.16
371 | IMPCT220K | 3CT, CT Ratio - 220:5 | 110.16
372 | IMPCT300K | 3CT, CT Ratio - 300:5 | 110.16
373 | IMPCT400K | 3CT, CT Ratio - 400:5 | 110.16
374 | IMPCT500K | 3CT, CT Ratio - 500:5 | 110.16
375 | IMPCT630K | 3CT, CT Ratio - 630:5 | 377.76
376 | IMPCT800K | 3CT, CT Ratio - 800:5 | 377.76
G-7. "Нулевой" трансформатор тока для HiMP Deluxe type, для защиты от утечек на "землю" (HiMP-D***Z)
377 | IMPZCT30 | Inner Diameter 30mm | 67.92
378 | IMPZCT50 | Inner Diameter 50mm | 77.04
379 | IMPZCT65 | Inner Diameter 65mm | 88.8
380 | IMPZCT80 | Inner Diameter 80mm | 97.68
381 | IMPZCT100 | Inner Diameter 100mm | 120.24
382 | IMPZCT120 | Inner Diameter 120mm | 326.88
G-8. Механическая блокировка (без основания)
383 | ITL40 | For HiMC9~40 | 4.56
384 | ITL50 | For HiMC50 | 6.24
385 | ITL130 | For HiMC65~150B | 11.28
386 | ITL220 | For HiMC150~260B | 17.04
387 | ITL300 | For HiMC260/300 | 26.4
388 | ITL800 | For HiMC400~800 | 68.16
G-9. Механическая блокировка (с основанием)
389 | IMRBASE90 | For HiMC65/80/90/110B | 36.24
390 | IMRBASE130 | For HiMC110~150B | 41.28
391 | IMRBASE220 | For HiMC150~260B | 58.8
392 | IMRBASE300 | For HiMC260/300 | 48.96
393 | IMRBASE500 | For HiMC400/500 | 67.68
394 | IMRBASE800 | For HiMC630/800 | 80.88
H-1. Таймер
395 | HOKZE1 | 90~240V (AC/DC) | 55.2
396 | HOKZE2 | 24~60V (AC/DC) | 55.2
H-2. Механическая защелка
397 | HLB2 F220 | 200~240V (AC/DC) | 29.52
H-3. Поглотитель перенапряжений (разрядник)
398 | HRC40 Y048 | For HMX, HiMC9~40, AC28~48V | 18.96
399 | HRC90 Y048 | For HiMC50~110B, AC28~48V | 19.92
400 | HRC300 Y048 | For HiMC110~300, AC28~48V | 21.12
401 | HRC40 Y220 | For HMX, HiMC9~40, AC110~220V | 18.96
402 | HRC90 Y220 | For HiMC50~110B, AC110~220V | 19.92
403 | HRC300 Y220 | For HiMC110~300, AC110~220V | 21.12
404 | HRC40 Y380 | For HMX, HiMC9~40, AC240~380V | 18.96
405 | HRC90 Y380 | For HiMC50~110B, AC240~380V | 19.92
406 | HRC300 Y380 | For HiMC110~300, AC240~380V | 21.12
407 | HOKYZX38 | For HMT, HiMC9~50, DC | 9.36
I-1. Катушки для HiMC [ЗИП]
408 | HMCOL22X X220 | For HMX, AC220V, 50Hz | 6.24
409 | HMCOL22X A220 | For HMX, AC220V, 60Hz | 6.24
410 | HMCOL22T D110 | For HMT, DC | 13.2
411 | IMCOL40 X220 | For HiMC9~40, AC220V, 50Hz | 6.96
412 | IMCOL50 X220 | For HiMC50, AC220V, 50Hz | 11.04
414 | IMCOL90 X220 | For HiMC65/80/90/110B, AC220V, 50Hz | 16.08
415 | IMCOL130 X220 | For HiMC110~150B, AC220V, 50Hz | 24
416 | IMCOL220 X220 | For HiMC150~260B, AC220V, 50Hz | 29.04
417 | IMCOL300 X220 | For HiMC260~300, AC220V, 50Hz | 42.48
418 | IMCOL500 X220 | For HiMC400/500, AC220V, 50Hz | 70.8
419 | IMCOL800 X220 | For HiMC630/800, AC220V, 50Hz | 87.84
420 | IMCOL40 A220 | For HiMC9~40, AC220V, 60Hz | 6.96
421 | IMCOL50 A220 | For HiMC50, AC220V, 60Hz | 11.04
423 | IMCOL90 A220 | For HiMC65/80/90/110B, AC220V, 60Hz | 16.08
424 | IMCOL130 A220 | For HiMC110~150B, AC220V, 60Hz | 24
425 | IMCOL220 A220 | For HiMC150~260B, AC220V, 60Hz | 29.04
426 | IMCOL300 A220 | For HiMC260~300, AC220V, 60Hz | 42.48
427 | IMCOL500 A220 | For HiMC400/500, AC220V, 60Hz | 70.8
428 | IMCOL800 A220 | For HiMC630/800, AC220V, 60Hz | 87.84
429 | IMCOL40 D110 | For HiMC9~40, DC110V | 26.16
430 | IMCOL50 D110 | For HiMC50, DC110V | 16.56
432 | IMCOL90 D110 | For HiMC65/80/90/110B, DC110V | 24.24
433 | IMCOL130 D110 | For HiMC110~150B, DC110V | 36
434 | IMCOL220 D110 | For HiMC150~260B, DC110V | 43.92
435 | IMCOL300 D110 | For HiMC260/300, DC110V | 64.08
436 | IMCOL500 D110 | For HiMC400/500, DC110V | 107.04
437 | IMCOL800 D110 | For HiMC630/800, DC110V | 132.72
438 | IMCOL90 F220 | For HiMC65/80/90/110BF, AC/DC220V | 23.28
439 | IMCOL130 F220 | For HiMC110~150B, AC/DC220V | 34.56
440 | IMCOL220 F220 | For HiMC150~260B, AC/DC220V | 41.76
441 | IMCOL300 F220 | For HiMC260/300F, AC/DC220V | 61.44
442 | IMCOL500 F220 | For HiMC400/500, AC/DC220V | 102.72
443 | IMCOL800 F220 | For HiMC630/800, AC/DC220V | 127.44
I-2. АС/DC конвертер [ЗИП]
444 | IMCVT90 F220 | For HiMC65/80/90/110B | 41.76
445 | IMCVT130 F220 | For HiMC110~150B | 51.6
446 | IMCVT220 F220 | For HiMC150~260B | 90.24
447 | IMCVT300 F220 | For HiMC260/300 | 130.32
448 | IMCVT500 F220 | For HiMC400/500 | 220.08
449 | IMCVT800 F220 | For HiMC630/800 | 382.8
450 | IMCVT90 F440 | For HiMC65/80/90/110B | 41.76
451 | IMCVT130 F440 | For HiMC110~150B | 51.6
452 | IMCVT220 F440 | For HiMC150~260B | 90.24
453 | IMCVT300 F440 | For HiMC260/300 | 130.32
454 | IMCVT500 F440 | For HiMC400/500 | 220.08
455 | IMCVT800 F440 | For HiMC630/800 | 382.8
J-1.Межполюсный барьер для HiMC (4 шт)
456 | IMCIB130 | For HiMC65/80/90/110B~150B | 3.36
457 | IMCIB300 | For HiMC150~300 | 4.56
458 | IMCIB500 | For HiMC400/500 | 7.2
459 | IMCIB800 | For HiMC630/800 | 10.08
J-2.Основные контакты для HiMC (Consisting of 6 основных неподвижных контактов + 3 основных подвижных контактов) [ЗИП]
460 | IMCTIP9 | For HiMC9 | 4.56
461 | IMCTIP12 | For HiMC12 | 5.52
462 | IMCTIP18 | For HiMC18 | 6.48
463 | IMCTIP22 | For HiMC22 | 7.44
464 | IMCTIP32 | For HiMC32 | 15.12
465 | IMCTIP40 | For HiMC40 | 17.28
466 | IMCTIP50 | For HiMC50 | 27.36
468 | IMCTIP65 | For HiMC65 | 34.08
470 | IMCTIP80 | For HiMC80 | 36.96
472 | IMCTIP90 | For HiMC90 | 40.08
473 | IMCTIP110B | For HiMC110B | 50.16
474 | IMCTIP110 | For HiMC110 | 54.72
475 | IMCTIP130 | For HiMC130 | 59.52
476 | IMCTIP150B | For HiMC150B | 114.48
477 | IMCTIP150 | For HiMC150 | 114.48
478 | IMCTIP180 | For HiMC180 | 127.44
479 | IMCTIP220 | For HiMC220 | 144.96
480 | IMCTIP260B | For HiMC260B | 196.32
481 | IMCTIP260 | For HiMC260 | 196.32
482 | IMCTIP300 | For HiMC300 | 210
483 | IMCTIP400 | For HiMC400 | 378.72
484 | IMCTIP500 | For HiMC500 | 405.12
485 | IMCTIP630 | For HiMC630 | 671.28
486 | IMCTIP800 | For HiMC800 | 703.92
J-3. Пламегасители для HiMC (6 шт) [ЗИП]
487 | IMCHT90 | For HiMC65/80/90/110B | 9.6
488 | IMCHT130 | For HiMC110~150B | 11.52
489 | IMCHT220 | For HiMC150~260B | 15.36
490 | IMCHT300 | For HiMC260/300 | 20.64
491 | IMCHT500 | For HiMC400/500 | 19.44
492 | IMCHT800 | For HiMC630/800 | 34.08

## Автоматы HiBD_HiSD
MCB, MSD - PRICE LIST
ООО "Техноэлектро", тел.: +38 (057) 780-26-94
No. | New Code | Specification | Цена USD c НДС
A-1. C Curve - 6kA Miniature Circuit Breaker [Rated Breaking Capacity is based on 230/400Vac.]
1 | HIBD63-N 1PMCS0000C 00001 | 1P, 6kA, 1A | 2.53
2 | HIBD63-N 1PMCS0000C 00002 | 1P, 6kA, 2A | 2.53
3 | HIBD63-N 1PMCS0000C 00003 | 1P, 6kA, 3A | 2.53
4 | HIBD63-N 1PMCS0000C 00004 | 1P, 6kA, 4A | 2.53
5 | HIBD63-N 1PMCS0000C 00005 | 1P, 6kA, 5A | 2.53
6 | HIBD63-N 1PMCS0000C 00006 | 1P, 6kA, 6A | 2.53
7 | HIBD63-N 1PMCS0000C 00010 | 1P, 6kA, 10A | 2.53
8 | HIBD63-N 1PMCS0000C 00013 | 1P, 6kA, 13A | 2.53
9 | HIBD63-N 1PMCS0000C 00015 | 1P, 6kA, 15A | 2.53
10 | HIBD63-N 1PMCS0000C 00016 | 1P, 6kA, 16A | 2.53
11 | HIBD63-N 1PMCS0000C 00020 | 1P, 6kA, 20A | 2.53
12 | HIBD63-N 1PMCS0000C 00025 | 1P, 6kA, 25A | 2.53
13 | HIBD63-N 1PMCS0000C 00032 | 1P, 6kA, 32A | 2.53
14 | HIBD63-N 1PMCS0000C 00040 | 1P, 6kA, 40A | 2.576
15 | HIBD63-N 1PMCS0000C 00050 | 1P, 6kA, 50A | 2.576
16 | HIBD63-N 1PMCS0000C 00063 | 1P, 6kA, 63A | 2.576
17 | HIBD63-N 2PMCS0000C 00001 | 2P, 6kA, 1A | 4.14
18 | HIBD63-N 2PMCS0000C 00002 | 2P, 6kA, 2A | 4.14
19 | HIBD63-N 2PMCS0000C 00003 | 2P, 6kA, 3A | 4.14
20 | HIBD63-N 2PMCS0000C 00004 | 2P, 6kA, 4A | 4.14
21 | HIBD63-N 2PMCS0000C 00005 | 2P, 6kA, 5A | 4.14
22 | HIBD63-N 2PMCS0000C 00006 | 2P, 6kA, 6A | 4.14
23 | HIBD63-N 2PMCS0000C 00010 | 2P, 6kA, 10A | 4.14
24 | HIBD63-N 2PMCS0000C 00013 | 2P, 6kA, 13A | 4.14
25 | HIBD63-N 2PMCS0000C 00015 | 2P, 6kA, 15A | 4.14
26 | HIBD63-N 2PMCS0000C 00016 | 2P, 6kA, 16A | 4.14
27 | HIBD63-N 2PMCS0000C 00020 | 2P, 6kA, 20A | 4.14
28 | HIBD63-N 2PMCS0000C 00025 | 2P, 6kA, 25A | 4.14
29 | HIBD63-N 2PMCS0000C 00032 | 2P, 6kA, 32A | 4.14
30 | HIBD63-N 2PMCS0000C 00040 | 2P, 6kA, 40A | 4.531
31 | HIBD63-N 2PMCS0000C 00050 | 2P, 6kA, 50A | 4.531
32 | HIBD63-N 2PMCS0000C 00063 | 2P, 6kA, 63A | 4.531
33 | HIBD63-N 3PMCS0000C 00001 | 3P, 6kA, 1A | 6.233
34 | HIBD63-N 3PMCS0000C 00002 | 3P, 6kA, 2A | 6.233
35 | HIBD63-N 3PMCS0000C 00003 | 3P, 6kA, 3A | 6.233
36 | HIBD63-N 3PMCS0000C 00004 | 3P, 6kA, 4A | 6.233
37 | HIBD63-N 3PMCS0000C 00005 | 3P, 6kA, 5A | 6.233
38 | HIBD63-N 3PMCS0000C 00006 | 3P, 6kA, 6A | 6.233
39 | HIBD63-N 3PMCS0000C 00010 | 3P, 6kA, 10A | 6.233
40 | HIBD63-N 3PMCS0000C 00013 | 3P, 6kA, 13A | 6.233
41 | HIBD63-N 3PMCS0000C 00015 | 3P, 6kA, 15A | 6.233
42 | HIBD63-N 3PMCS0000C 00016 | 3P, 6kA, 16A | 6.233
43 | HIBD63-N 3PMCS0000C 00020 | 3P, 6kA, 20A | 6.233
44 | HIBD63-N 3PMCS0000C 00025 | 3P, 6kA, 25A | 6.233
45 | HIBD63-N 3PMCS0000C 00032 | 3P, 6kA, 32A | 6.233
46 | HIBD63-N 3PMCS0000C 00040 | 3P, 6kA, 40A | 6.808
47 | HIBD63-N 3PMCS0000C 00050 | 3P, 6kA, 50A | 6.808
48 | HIBD63-N 3PMCS0000C 00063 | 3P, 6kA, 63A | 6.808
49 | HIBD63-N 4PMCS0000C 00001 | 4P, 6kA, 1A | 8.326
50 | HIBD63-N 4PMCS0000C 00002 | 4P, 6kA, 2A | 8.326
51 | HIBD63-N 4PMCS0000C 00003 | 4P, 6kA, 3A | 8.326
52 | HIBD63-N 4PMCS0000C 00004 | 4P, 6kA, 4A | 8.326
53 | HIBD63-N 4PMCS0000C 00005 | 4P, 6kA, 5A | 8.326
54 | HIBD63-N 4PMCS0000C 00006 | 4P, 6kA, 6A | 8.326
55 | HIBD63-N 4PMCS0000C 00010 | 4P, 6kA, 10A | 8.326
56 | HIBD63-N 4PMCS0000C 00013 | 4P, 6kA, 13A | 8.326
57 | HIBD63-N 4PMCS0000C 00015 | 4P, 6kA, 15A | 8.326
58 | HIBD63-N 4PMCS0000C 00016 | 4P, 6kA, 16A | 8.326
59 | HIBD63-N 4PMCS0000C 00020 | 4P, 6kA, 20A | 8.326
60 | HIBD63-N 4PMCS0000C 00025 | 4P, 6kA, 25A | 8.326
61 | HIBD63-N 4PMCS0000C 00032 | 4P, 6kA, 32A | 8.326
62 | HIBD63-N 4PMCS0000C 00040 | 4P, 6kA, 40A | 9.062
63 | HIBD63-N 4PMCS0000C 00050 | 4P, 6kA, 50A | 9.062
64 | HIBD63-N 4PMCS0000C 00063 | 4P, 6kA, 63A | 9.062
65 | HIBD63-N 1NMCS0000C 00001 | 1P+N, 6kA, 1A | 3.427
66 | HIBD63-N 1NMCS0000C 00002 | 1P+N, 6kA, 2A | 3.427
67 | HIBD63-N 1NMCS0000C 00003 | 1P+N, 6kA, 3A | 3.427
68 | HIBD63-N 1NMCS0000C 00004 | 1P+N, 6kA, 4A | 3.427
69 | HIBD63-N 1NMCS0000C 00005 | 1P+N, 6kA, 5A | 3.427
70 | HIBD63-N 1NMCS0000C 00006 | 1P+N, 6kA, 6A | 3.427
71 | HIBD63-N 1NMCS0000C 00010 | 1P+N, 6kA, 10A | 3.427
72 | HIBD63-N 1NMCS0000C 00013 | 1P+N, 6kA, 13A | 3.427
73 | HIBD63-N 1NMCS0000C 00015 | 1P+N, 6kA, 15A | 3.427
74 | HIBD63-N 1NMCS0000C 00016 | 1P+N, 6kA, 16A | 3.427
75 | HIBD63-N 1NMCS0000C 00020 | 1P+N, 6kA, 20A | 3.427
76 | HIBD63-N 1NMCS0000C 00025 | 1P+N, 6kA, 25A | 3.427
77 | HIBD63-N 1NMCS0000C 00032 | 1P+N, 6kA, 32A | 3.427
78 | HIBD63-N 1NMCS0000C 00040 | 1P+N, 6kA, 40A | 4.117
79 | HIBD63-N 1NMCS0000C 00050 | 1P+N, 6kA, 50A | 4.117
80 | HIBD63-N 1NMCS0000C 00063 | 1P+N, 6kA, 63A | 4.117
81 | HIBD63-N 3NMCS0000C 00001 | 3P+N, 6kA, 1A | 7.36
82 | HIBD63-N 3NMCS0000C 00002 | 3P+N, 6kA, 2A | 7.36
83 | HIBD63-N 3NMCS0000C 00003 | 3P+N, 6kA, 3A | 7.36
84 | HIBD63-N 3NMCS0000C 00004 | 3P+N, 6kA, 4A | 7.36
85 | HIBD63-N 3NMCS0000C 00005 | 3P+N, 6kA, 5A | 7.36
86 | HIBD63-N 3NMCS0000C 00006 | 3P+N, 6kA, 6A | 7.36
87 | HIBD63-N 3NMCS0000C 00010 | 3P+N, 6kA, 10A | 7.36
88 | HIBD63-N 3NMCS0000C 00013 | 3P+N, 6kA, 13A | 7.36
89 | HIBD63-N 3NMCS0000C 00015 | 3P+N, 6kA, 15A | 7.36
90 | HIBD63-N 3NMCS0000C 00016 | 3P+N, 6kA, 16A | 7.36
91 | HIBD63-N 3NMCS0000C 00020 | 3P+N, 6kA, 20A | 7.36
92 | HIBD63-N 3NMCS0000C 00025 | 3P+N, 6kA, 25A | 7.36
93 | HIBD63-N 3NMCS0000C 00032 | 3P+N, 6kA, 32A | 7.36
94 | HIBD63-N 3NMCS0000C 00040 | 3P+N, 6kA, 40A | 8.119
95 | HIBD63-N 3NMCS0000C 00050 | 3P+N, 6kA, 50A | 8.119
96 | HIBD63-N 3NMCS0000C 00063 | 3P+N, 6kA, 63A | 8.119
A-2. C Curve - 10kA 63AF Miniature Circuit Breaker [Rated Breaking Capacity is based on 230/400Vac.]
97 | HIBD63H 1PMCS0000C 00001 | 1P, 63AF, 10kA, 1A | 3.266
98 | HIBD63H 1PMCS0000C 00002 | 1P, 63AF, 10kA, 2A | 3.266
99 | HIBD63H 1PMCS0000C 00003 | 1P, 63AF, 10kA, 3A | 3.266
100 | HIBD63H 1PMCS0000C 00004 | 1P, 63AF, 10kA, 4A | 3.266
101 | HIBD63H 1PMCS0000C 00005 | 1P, 63AF, 10kA, 5A | 3.266
102 | HIBD63H 1PMCS0000C 00006 | 1P, 63AF, 10kA, 6A | 3.266
103 | HIBD63H 1PMCS0000C 00010 | 1P, 63AF, 10kA, 10A | 3.266
104 | HIBD63H 1PMCS0000C 00013 | 1P, 63AF, 10kA, 13A | 3.266
105 | HIBD63H 1PMCS0000C 00015 | 1P, 63AF, 10kA, 15A | 3.266
106 | HIBD63H 1PMCS0000C 00016 | 1P, 63AF, 10kA, 16A | 3.266
107 | HIBD63H 1PMCS0000C 00020 | 1P, 63AF, 10kA, 20A | 3.266
108 | HIBD63H 1PMCS0000C 00025 | 1P, 63AF, 10kA, 25A | 3.266
109 | HIBD63H 1PMCS0000C 00032 | 1P, 63AF, 10kA, 32A | 3.266
110 | HIBD63H 1PMCS0000C 00040 | 1P, 63AF, 10kA, 40A | 3.266
111 | HIBD63H 1PMCS0000C 00050 | 1P, 63AF, 10kA, 50A | 3.266
112 | HIBD63H 1PMCS0000C 00063 | 1P, 63AF, 10kA, 63A | 3.266
113 | HIBD63H 2PMCS0000C 00001 | 2P, 63AF, 10kA, 1A | 5.75
114 | HIBD63H 2PMCS0000C 00002 | 2P, 63AF, 10kA, 2A | 5.75
115 | HIBD63H 2PMCS0000C 00003 | 2P, 63AF, 10kA, 3A | 5.75
116 | HIBD63H 2PMCS0000C 00004 | 2P, 63AF, 10kA, 4A | 5.75
117 | HIBD63H 2PMCS0000C 00005 | 2P, 63AF, 10kA, 5A | 5.75
118 | HIBD63H 2PMCS0000C 00006 | 2P, 63AF, 10kA, 6A | 5.75
119 | HIBD63H 2PMCS0000C 00010 | 2P, 63AF, 10kA, 10A | 5.75
120 | HIBD63H 2PMCS0000C 00013 | 2P, 63AF, 10kA, 13A | 5.75
121 | HIBD63H 2PMCS0000C 00015 | 2P, 63AF, 10kA, 15A | 5.75
122 | HIBD63H 2PMCS0000C 00016 | 2P, 63AF, 10kA, 16A | 5.75
123 | HIBD63H 2PMCS0000C 00020 | 2P, 63AF, 10kA, 20A | 5.75
124 | HIBD63H 2PMCS0000C 00025 | 2P, 63AF, 10kA, 25A | 5.75
125 | HIBD63H 2PMCS0000C 00032 | 2P, 63AF, 10kA, 32A | 5.75
126 | HIBD63H 2PMCS0000C 00040 | 2P, 63AF, 10kA, 40A | 5.75
127 | HIBD63H 2PMCS0000C 00050 | 2P, 63AF, 10kA, 50A | 5.75
128 | HIBD63H 2PMCS0000C 00063 | 2P, 63AF, 10kA, 63A | 5.75
129 | HIBD63H 3PMCS0000C 00001 | 3P, 63AF, 10kA, 1A | 8.05
130 | HIBD63H 3PMCS0000C 00002 | 3P, 63AF, 10kA, 2A | 8.05
131 | HIBD63H 3PMCS0000C 00003 | 3P, 63AF, 10kA, 3A | 8.05
132 | HIBD63H 3PMCS0000C 00004 | 3P, 63AF, 10kA, 4A | 8.05
133 | HIBD63H 3PMCS0000C 00005 | 3P, 63AF, 10kA, 5A | 8.05
134 | HIBD63H 3PMCS0000C 00006 | 3P, 63AF, 10kA, 6A | 8.05
135 | HIBD63H 3PMCS0000C 00010 | 3P, 63AF, 10kA, 10A | 8.05
136 | HIBD63H 3PMCS0000C 00013 | 3P, 63AF, 10kA, 13A | 8.05
137 | HIBD63H 3PMCS0000C 00015 | 3P, 63AF, 10kA, 15A | 8.05
138 | HIBD63H 3PMCS0000C 00016 | 3P, 63AF, 10kA, 16A | 8.05
139 | HIBD63H 3PMCS0000C 00020 | 3P, 63AF, 10kA, 20A | 8.05
140 | HIBD63H 3PMCS0000C 00025 | 3P, 63AF, 10kA, 25A | 8.05
141 | HIBD63H 3PMCS0000C 00032 | 3P, 63AF, 10kA, 32A | 8.05
142 | HIBD63H 3PMCS0000C 00040 | 3P, 63AF, 10kA, 40A | 8.05
143 | HIBD63H 3PMCS0000C 00050 | 3P, 63AF, 10kA, 50A | 8.05
144 | HIBD63H 3PMCS0000C 00063 | 3P, 63AF, 10kA, 63A | 8.05
145 | HIBD63H 4PMCS0000C 00001 | 4P, 63AF, 10kA, 1A | 11.5
146 | HIBD63H 4PMCS0000C 00002 | 4P, 63AF, 10kA, 2A | 11.5
147 | HIBD63H 4PMCS0000C 00003 | 4P, 63AF, 10kA, 3A | 11.5
148 | HIBD63H 4PMCS0000C 00004 | 4P, 63AF, 10kA, 4A | 11.5
149 | HIBD63H 4PMCS0000C 00005 | 4P, 63AF, 10kA, 5A | 11.5
150 | HIBD63H 4PMCS0000C 00006 | 4P, 63AF, 10kA, 6A | 11.5
151 | HIBD63H 4PMCS0000C 00010 | 4P, 63AF, 10kA, 10A | 11.5
152 | HIBD63H 4PMCS0000C 00013 | 4P, 63AF, 10kA, 13A | 11.5
153 | HIBD63H 4PMCS0000C 00015 | 4P, 63AF, 10kA, 15A | 11.5
154 | HIBD63H 4PMCS0000C 00016 | 4P, 63AF, 10kA, 16A | 11.5
155 | HIBD63H 4PMCS0000C 00020 | 4P, 63AF, 10kA, 20A | 11.5
156 | HIBD63H 4PMCS0000C 00025 | 4P, 63AF, 10kA, 25A | 11.5
157 | HIBD63H 4PMCS0000C 00032 | 4P, 63AF, 10kA, 32A | 11.5
158 | HIBD63H 4PMCS0000C 00040 | 4P, 63AF, 10kA, 40A | 11.5
159 | HIBD63H 4PMCS0000C 00050 | 4P, 63AF, 10kA, 50A | 11.5
160 | HIBD63H 4PMCS0000C 00063 | 4P, 63AF, 10kA, 63A | 11.5
161 | HIBD63H 1NMCS0000C 00001 | 1P+N, 63AF, 10kA, 1A | 5.75
162 | HIBD63H 1NMCS0000C 00002 | 1P+N, 63AF, 10kA, 2A | 5.75
163 | HIBD63H 1NMCS0000C 00003 | 1P+N, 63AF, 10kA, 3A | 5.75
164 | HIBD63H 1NMCS0000C 00004 | 1P+N, 63AF, 10kA, 4A | 5.75
165 | HIBD63H 1NMCS0000C 00005 | 1P+N, 63AF, 10kA, 5A | 5.75
166 | HIBD63H 1NMCS0000C 00006 | 1P+N, 63AF, 10kA, 6A | 5.75
167 | HIBD63H 1NMCS0000C 00010 | 1P+N, 63AF, 10kA, 10A | 5.75
168 | HIBD63H 1NMCS0000C 00013 | 1P+N, 63AF, 10kA, 13A | 5.75
169 | HIBD63H 1NMCS0000C 00015 | 1P+N, 63AF, 10kA, 15A | 5.75
170 | HIBD63H 1NMCS0000C 00016 | 1P+N, 63AF, 10kA, 16A | 5.75
171 | HIBD63H 1NMCS0000C 00020 | 1P+N, 63AF, 10kA, 20A | 5.75
172 | HIBD63H 1NMCS0000C 00025 | 1P+N, 63AF, 10kA, 25A | 5.75
173 | HIBD63H 1NMCS0000C 00032 | 1P+N, 63AF, 10kA, 32A | 5.75
174 | HIBD63H 1NMCS0000C 00040 | 1P+N, 63AF, 10kA, 40A | 5.75
175 | HIBD63H 1NMCS0000C 00050 | 1P+N, 63AF, 10kA, 50A | 5.75
176 | HIBD63H 1NMCS0000C 00063 | 1P+N, 63AF, 10kA, 63A | 5.75
177 | HIBD63H 3NMCS0000C 00001 | 3P+N, 63AF, 10kA, 1A | 11.5
178 | HIBD63H 3NMCS0000C 00002 | 3P+N, 63AF, 10kA, 2A | 11.5
179 | HIBD63H 3NMCS0000C 00003 | 3P+N, 63AF, 10kA, 3A | 11.5
180 | HIBD63H 3NMCS0000C 00004 | 3P+N, 63AF, 10kA, 4A | 11.5
181 | HIBD63H 3NMCS0000C 00005 | 3P+N, 63AF, 10kA, 5A | 11.5
182 | HIBD63H 3NMCS0000C 00006 | 3P+N, 63AF, 10kA, 6A | 11.5
183 | HIBD63H 3NMCS0000C 00010 | 3P+N, 63AF, 10kA, 10A | 11.5
184 | HIBD63H 3NMCS0000C 00013 | 3P+N, 63AF, 10kA, 13A | 11.5
185 | HIBD63H 3NMCS0000C 00015 | 3P+N, 63AF, 10kA, 15A | 11.5
186 | HIBD63H 3NMCS0000C 00016 | 3P+N, 63AF, 10kA, 16A | 11.5
187 | HIBD63H 3NMCS0000C 00020 | 3P+N, 63AF, 10kA, 20A | 11.5
188 | HIBD63H 3NMCS0000C 00025 | 3P+N, 63AF, 10kA, 25A | 11.5
189 | HIBD63H 3NMCS0000C 00032 | 3P+N, 63AF, 10kA, 32A | 11.5
190 | HIBD63H 3NMCS0000C 00040 | 3P+N, 63AF, 10kA, 40A | 11.5
191 | HIBD63H 3NMCS0000C 00050 | 3P+N, 63AF, 10kA, 50A | 11.5
192 | HIBD63H 3NMCS0000C 00063 | 3P+N, 63AF, 10kA, 63A | 11.5
A-3. C Curve - 10kA 125AF Miniature Circuit Breaker [Rated Breaking Capacity is based on 230/400Vac.]
193 | HIBD125 1PMCS0000C 00063 | 1P, 125AF, 10kA, 63A | 6.21
194 | HIBD125 1PMCS0000C 00080 | 1P, 125AF, 10kA, 80A | 6.21
195 | HIBD125 1PMCS0000C 00100 | 1P, 125AF, 10kA, 100A | 6.21
196 | HIBD125 1PMCS0000C 00125 | 1P, 125AF, 10kA, 125A | 6.21
197 | HIBD125 2PMCS0000C 00063 | 2P, 125AF, 10kA, 63A | 11.96
198 | HIBD125 2PMCS0000C 00080 | 2P, 125AF, 10kA, 80A | 11.96
199 | HIBD125 2PMCS0000C 00100 | 2P, 125AF, 10kA, 100A | 11.96
200 | HIBD125 2PMCS0000C 00125 | 2P, 125AF, 10kA, 125A | 11.96
201 | HIBD125 3PMCS0000C 00063 | 3P, 125AF, 10kA, 63A | 17.25
202 | HIBD125 3PMCS0000C 00080 | 3P, 125AF, 10kA, 80A | 17.25
203 | HIBD125 3PMCS0000C 00100 | 3P, 125AF, 10kA, 100A | 17.25
204 | HIBD125 3PMCS0000C 00125 | 3P, 125AF, 10kA, 125A | 17.25
205 | HIBD125 4PMCS0000C 00063 | 4P, 125AF, 10kA, 63A | 22.77
206 | HIBD125 4PMCS0000C 00080 | 4P, 125AF, 10kA, 80A | 22.77
207 | HIBD125 4PMCS0000C 00100 | 4P, 125AF, 10kA, 100A | 22.77
208 | HIBD125 4PMCS0000C 00125 | 4P, 125AF, 10kA, 125A | 22.77
209 | HIBD125 1NMCS0000C 00063 | 1P+N, 125AF, 10kA, 63A | 11.5
210 | HIBD125 1NMCS0000C 00080 | 1P+N, 125AF, 10kA, 80A | 11.5
211 | HIBD125 1NMCS0000C 00100 | 1P+N, 125AF, 10kA, 100A | 11.5
212 | HIBD125 1NMCS0000C 00125 | 1P+N, 125AF, 10kA, 125A | 11.5
213 | HIBD125 3NMCS0000C 00063 | 3P+N, 125AF, 10kA, 63A | 22.77
214 | HIBD125 3NMCS0000C 00080 | 3P+N, 125AF, 10kA, 80A | 22.77
215 | HIBD125 3NMCS0000C 00100 | 3P+N, 125AF, 10kA, 100A | 22.77
216 | HIBD125 3NMCS0000C 00125 | 3P+N, 125AF, 10kA, 125A | 22.77
B-1. B Curve - 6kA Miniature Circuit Breaker [Rated Breaking Capacity is based on 230/400Vac.]
217 | HIBD63-N 1PMBS0000C 00001 | 1P, 6kA, 1A | 2.53
218 | HIBD63-N 1PMBS0000C 00002 | 1P, 6kA, 2A | 2.53
219 | HIBD63-N 1PMBS0000C 00003 | 1P, 6kA, 3A | 2.53
220 | HIBD63-N 1PMBS0000C 00004 | 1P, 6kA, 4A | 2.53
221 | HIBD63-N 1PMBS0000C 00005 | 1P, 6kA, 5A | 2.53
222 | HIBD63-N 1PMBS0000C 00006 | 1P, 6kA, 6A | 2.53
223 | HIBD63-N 1PMBS0000C 00010 | 1P, 6kA, 10A | 2.53
224 | HIBD63-N 1PMBS0000C 00013 | 1P, 6kA, 13A | 2.53
225 | HIBD63-N 1PMBS0000C 00015 | 1P, 6kA, 15A | 2.53
226 | HIBD63-N 1PMBS0000C 00016 | 1P, 6kA, 16A | 2.53
227 | HIBD63-N 1PMBS0000C 00020 | 1P, 6kA, 20A | 2.53
228 | HIBD63-N 1PMBS0000C 00025 | 1P, 6kA, 25A | 2.53
229 | HIBD63-N 1PMBS0000C 00032 | 1P, 6kA, 32A | 2.53
230 | HIBD63-N 1PMBS0000C 00040 | 1P, 6kA, 40A | 2.576
231 | HIBD63-N 1PMBS0000C 00050 | 1P, 6kA, 50A | 2.576
232 | HIBD63-N 1PMBS0000C 00063 | 1P, 6kA, 63A | 2.576
233 | HIBD63-N 2PMBS0000C 00001 | 2P, 6kA, 1A | 4.14
234 | HIBD63-N 2PMBS0000C 00002 | 2P, 6kA, 2A | 4.14
235 | HIBD63-N 2PMBS0000C 00003 | 2P, 6kA, 3A | 4.14
236 | HIBD63-N 2PMBS0000C 00004 | 2P, 6kA, 4A | 4.14
237 | HIBD63-N 2PMBS0000C 00005 | 2P, 6kA, 5A | 4.14
238 | HIBD63-N 2PMBS0000C 00006 | 2P, 6kA, 6A | 4.14
239 | HIBD63-N 2PMBS0000C 00010 | 2P, 6kA, 10A | 4.14
240 | HIBD63-N 2PMBS0000C 00013 | 2P, 6kA, 13A | 4.14
241 | HIBD63-N 2PMBS0000C 00015 | 2P, 6kA, 15A | 4.14
242 | HIBD63-N 2PMBS0000C 00016 | 2P, 6kA, 16A | 4.14
243 | HIBD63-N 2PMBS0000C 00020 | 2P, 6kA, 20A | 4.14
244 | HIBD63-N 2PMBS0000C 00025 | 2P, 6kA, 25A | 4.14
245 | HIBD63-N 2PMBS0000C 00032 | 2P, 6kA, 32A | 4.14
246 | HIBD63-N 2PMBS0000C 00040 | 2P, 6kA, 40A | 4.531
247 | HIBD63-N 2PMBS0000C 00050 | 2P, 6kA, 50A | 4.531
248 | HIBD63-N 2PMBS0000C 00063 | 2P, 6kA, 63A | 4.531
249 | HIBD63-N 3PMBS0000C 00001 | 3P, 6kA, 1A | 6.233
250 | HIBD63-N 3PMBS0000C 00002 | 3P, 6kA, 2A | 6.233
251 | HIBD63-N 3PMBS0000C 00003 | 3P, 6kA, 3A | 6.233
252 | HIBD63-N 3PMBS0000C 00004 | 3P, 6kA, 4A | 6.233
253 | HIBD63-N 3PMBS0000C 00005 | 3P, 6kA, 5A | 6.233
254 | HIBD63-N 3PMBS0000C 00006 | 3P, 6kA, 6A | 6.233
255 | HIBD63-N 3PMBS0000C 00010 | 3P, 6kA, 10A | 6.233
256 | HIBD63-N 3PMBS0000C 00013 | 3P, 6kA, 13A | 6.233
257 | HIBD63-N 3PMBS0000C 00015 | 3P, 6kA, 15A | 6.233
258 | HIBD63-N 3PMBS0000C 00016 | 3P, 6kA, 16A | 6.233
259 | HIBD63-N 3PMBS0000C 00020 | 3P, 6kA, 20A | 6.233
260 | HIBD63-N 3PMBS0000C 00025 | 3P, 6kA, 25A | 6.233
261 | HIBD63-N 3PMBS0000C 00032 | 3P, 6kA, 32A | 6.233
262 | HIBD63-N 3PMBS0000C 00040 | 3P, 6kA, 40A | 6.808
263 | HIBD63-N 3PMBS0000C 00050 | 3P, 6kA, 50A | 6.808
264 | HIBD63-N 3PMBS0000C 00063 | 3P, 6kA, 63A | 6.808
265 | HIBD63-N 4PMBS0000C 00001 | 4P, 6kA, 1A | 8.326
266 | HIBD63-N 4PMBS0000C 00002 | 4P, 6kA, 2A | 8.326
267 | HIBD63-N 4PMBS0000C 00003 | 4P, 6kA, 3A | 8.326
268 | HIBD63-N 4PMBS0000C 00004 | 4P, 6kA, 4A | 8.326
269 | HIBD63-N 4PMBS0000C 00005 | 4P, 6kA, 5A | 8.326
270 | HIBD63-N 4PMBS0000C 00006 | 4P, 6kA, 6A | 8.326
271 | HIBD63-N 4PMBS0000C 00010 | 4P, 6kA, 10A | 8.326
272 | HIBD63-N 4PMBS0000C 00013 | 4P, 6kA, 13A | 8.326
273 | HIBD63-N 4PMBS0000C 00015 | 4P, 6kA, 15A | 8.326
274 | HIBD63-N 4PMBS0000C 00016 | 4P, 6kA, 16A | 8.326
275 | HIBD63-N 4PMBS0000C 00020 | 4P, 6kA, 20A | 8.326
276 | HIBD63-N 4PMBS0000C 00025 | 4P, 6kA, 25A | 8.326
277 | HIBD63-N 4PMBS0000C 00032 | 4P, 6kA, 32A | 8.326
278 | HIBD63-N 4PMBS0000C 00040 | 4P, 6kA, 40A | 9.062
279 | HIBD63-N 4PMBS0000C 00050 | 4P, 6kA, 50A | 9.062
280 | HIBD63-N 4PMBS0000C 00063 | 4P, 6kA, 63A | 9.062
281 | HIBD63-N 1NMBS0000C 00001 | 1P+N, 6kA, 1A | 3.427
282 | HIBD63-N 1NMBS0000C 00002 | 1P+N, 6kA, 2A | 3.427
283 | HIBD63-N 1NMBS0000C 00003 | 1P+N, 6kA, 3A | 3.427
284 | HIBD63-N 1NMBS0000C 00004 | 1P+N, 6kA, 4A | 3.427
285 | HIBD63-N 1NMBS0000C 00005 | 1P+N, 6kA, 5A | 3.427
286 | HIBD63-N 1NMBS0000C 00006 | 1P+N, 6kA, 6A | 3.427
287 | HIBD63-N 1NMBS0000C 00010 | 1P+N, 6kA, 10A | 3.427
288 | HIBD63-N 1NMBS0000C 00013 | 1P+N, 6kA, 13A | 3.427
289 | HIBD63-N 1NMBS0000C 00015 | 1P+N, 6kA, 15A | 3.427
290 | HIBD63-N 1NMBS0000C 00016 | 1P+N, 6kA, 16A | 3.427
291 | HIBD63-N 1NMBS0000C 00020 | 1P+N, 6kA, 20A | 3.427
292 | HIBD63-N 1NMBS0000C 00025 | 1P+N, 6kA, 25A | 3.427
293 | HIBD63-N 1NMBS0000C 00032 | 1P+N, 6kA, 32A | 3.427
294 | HIBD63-N 1NMBS0000C 00040 | 1P+N, 6kA, 40A | 4.117
295 | HIBD63-N 1NMBS0000C 00050 | 1P+N, 6kA, 50A | 4.117
296 | HIBD63-N 1NMBS0000C 00063 | 1P+N, 6kA, 63A | 4.117
297 | HIBD63-N 3NMBS0000C 00001 | 3P+N, 6kA, 1A | 7.36
298 | HIBD63-N 3NMBS0000C 00002 | 3P+N, 6kA, 2A | 7.36
299 | HIBD63-N 3NMBS0000C 00003 | 3P+N, 6kA, 3A | 7.36
300 | HIBD63-N 3NMBS0000C 00004 | 3P+N, 6kA, 4A | 7.36
301 | HIBD63-N 3NMBS0000C 00005 | 3P+N, 6kA, 5A | 7.36
302 | HIBD63-N 3NMBS0000C 00006 | 3P+N, 6kA, 6A | 7.36
303 | HIBD63-N 3NMBS0000C 00010 | 3P+N, 6kA, 10A | 7.36
304 | HIBD63-N 3NMBS0000C 00013 | 3P+N, 6kA, 13A | 7.36
305 | HIBD63-N 3NMBS0000C 00015 | 3P+N, 6kA, 15A | 7.36
306 | HIBD63-N 3NMBS0000C 00016 | 3P+N, 6kA, 16A | 7.36
307 | HIBD63-N 3NMBS0000C 00020 | 3P+N, 6kA, 20A | 7.36
308 | HIBD63-N 3NMBS0000C 00025 | 3P+N, 6kA, 25A | 7.36
309 | HIBD63-N 3NMBS0000C 00032 | 3P+N, 6kA, 32A | 7.36
310 | HIBD63-N 3NMBS0000C 00040 | 3P+N, 6kA, 40A | 8.119
311 | HIBD63-N 3NMBS0000C 00050 | 3P+N, 6kA, 50A | 8.119
312 | HIBD63-N 3NMBS0000C 00063 | 3P+N, 6kA, 63A | 8.119
B-2. B Curve - 10kA 63AF Miniature Circuit Breaker [Rated Breaking Capacity is based on 230/400Vac.]
313 | HIBD63H 1PMBS0000C 00001 | 1P, 63AF, 10kA, 1A | 3.266
314 | HIBD63H 1PMBS0000C 00002 | 1P, 63AF, 10kA, 2A | 3.266
315 | HIBD63H 1PMBS0000C 00003 | 1P, 63AF, 10kA, 3A | 3.266
316 | HIBD63H 1PMBS0000C 00004 | 1P, 63AF, 10kA, 4A | 3.266
317 | HIBD63H 1PMBS0000C 00005 | 1P, 63AF, 10kA, 5A | 3.266
318 | HIBD63H 1PMBS0000C 00006 | 1P, 63AF, 10kA, 6A | 3.266
319 | HIBD63H 1PMBS0000C 00010 | 1P, 63AF, 10kA, 10A | 3.266
320 | HIBD63H 1PMBS0000C 00013 | 1P, 63AF, 10kA, 13A | 3.266
321 | HIBD63H 1PMBS0000C 00015 | 1P, 63AF, 10kA, 15A | 3.266
322 | HIBD63H 1PMBS0000C 00016 | 1P, 63AF, 10kA, 16A | 3.266
323 | HIBD63H 1PMBS0000C 00020 | 1P, 63AF, 10kA, 20A | 3.266
324 | HIBD63H 1PMBS0000C 00025 | 1P, 63AF, 10kA, 25A | 3.266
325 | HIBD63H 1PMBS0000C 00032 | 1P, 63AF, 10kA, 32A | 3.266
326 | HIBD63H 1PMBS0000C 00040 | 1P, 63AF, 10kA, 40A | 3.266
327 | HIBD63H 1PMBS0000C 00050 | 1P, 63AF, 10kA, 50A | 3.266
328 | HIBD63H 1PMBS0000C 00063 | 1P, 63AF, 10kA, 63A | 3.266
329 | HIBD63H 2PMBS0000C 00001 | 2P, 63AF, 10kA, 1A | 5.75
330 | HIBD63H 2PMBS0000C 00002 | 2P, 63AF, 10kA, 2A | 5.75
331 | HIBD63H 2PMBS0000C 00003 | 2P, 63AF, 10kA, 3A | 5.75
332 | HIBD63H 2PMBS0000C 00004 | 2P, 63AF, 10kA, 4A | 5.75
333 | HIBD63H 2PMBS0000C 00005 | 2P, 63AF, 10kA, 5A | 5.75
334 | HIBD63H 2PMBS0000C 00006 | 2P, 63AF, 10kA, 6A | 5.75
335 | HIBD63H 2PMBS0000C 00010 | 2P, 63AF, 10kA, 10A | 5.75
336 | HIBD63H 2PMBS0000C 00013 | 2P, 63AF, 10kA, 13A | 5.75
337 | HIBD63H 2PMBS0000C 00015 | 2P, 63AF, 10kA, 15A | 5.75
338 | HIBD63H 2PMBS0000C 00016 | 2P, 63AF, 10kA, 16A | 5.75
339 | HIBD63H 2PMBS0000C 00020 | 2P, 63AF, 10kA, 20A | 5.75
340 | HIBD63H 2PMBS0000C 00025 | 2P, 63AF, 10kA, 25A | 5.75
341 | HIBD63H 2PMBS0000C 00032 | 2P, 63AF, 10kA, 32A | 5.75
342 | HIBD63H 2PMBS0000C 00040 | 2P, 63AF, 10kA, 40A | 5.75
343 | HIBD63H 2PMBS0000C 00050 | 2P, 63AF, 10kA, 50A | 5.75
344 | HIBD63H 2PMBS0000C 00063 | 2P, 63AF, 10kA, 63A | 5.75
345 | HIBD63H 3PMBS0000C 00001 | 3P, 63AF, 10kA, 1A | 8.05
346 | HIBD63H 3PMBS0000C 00002 | 3P, 63AF, 10kA, 2A | 8.05
347 | HIBD63H 3PMBS0000C 00003 | 3P, 63AF, 10kA, 3A | 8.05
348 | HIBD63H 3PMBS0000C 00004 | 3P, 63AF, 10kA, 4A | 8.05
349 | HIBD63H 3PMBS0000C 00005 | 3P, 63AF, 10kA, 5A | 8.05
350 | HIBD63H 3PMBS0000C 00006 | 3P, 63AF, 10kA, 6A | 8.05
351 | HIBD63H 3PMBS0000C 00010 | 3P, 63AF, 10kA, 10A | 8.05
352 | HIBD63H 3PMBS0000C 00013 | 3P, 63AF, 10kA, 13A | 8.05
353 | HIBD63H 3PMBS0000C 00015 | 3P, 63AF, 10kA, 15A | 8.05
354 | HIBD63H 3PMBS0000C 00016 | 3P, 63AF, 10kA, 16A | 8.05
355 | HIBD63H 3PMBS0000C 00020 | 3P, 63AF, 10kA, 20A | 8.05
356 | HIBD63H 3PMBS0000C 00025 | 3P, 63AF, 10kA, 25A | 8.05
357 | HIBD63H 3PMBS0000C 00032 | 3P, 63AF, 10kA, 32A | 8.05
358 | HIBD63H 3PMBS0000C 00040 | 3P, 63AF, 10kA, 40A | 8.05
359 | HIBD63H 3PMBS0000C 00050 | 3P, 63AF, 10kA, 50A | 8.05
360 | HIBD63H 3PMBS0000C 00063 | 3P, 63AF, 10kA, 63A | 8.05
361 | HIBD63H 4PMBS0000C 00001 | 4P, 63AF, 10kA, 1A | 11.5
362 | HIBD63H 4PMBS0000C 00002 | 4P, 63AF, 10kA, 2A | 11.5
363 | HIBD63H 4PMBS0000C 00003 | 4P, 63AF, 10kA, 3A | 11.5
364 | HIBD63H 4PMBS0000C 00004 | 4P, 63AF, 10kA, 4A | 11.5
365 | HIBD63H 4PMBS0000C 00005 | 4P, 63AF, 10kA, 5A | 11.5
366 | HIBD63H 4PMBS0000C 00006 | 4P, 63AF, 10kA, 6A | 11.5
367 | HIBD63H 4PMBS0000C 00010 | 4P, 63AF, 10kA, 10A | 11.5
368 | HIBD63H 4PMBS0000C 00013 | 4P, 63AF, 10kA, 13A | 11.5
369 | HIBD63H 4PMBS0000C 00015 | 4P, 63AF, 10kA, 15A | 11.5
370 | HIBD63H 4PMBS0000C 00016 | 4P, 63AF, 10kA, 16A | 11.5
371 | HIBD63H 4PMBS0000C 00020 | 4P, 63AF, 10kA, 20A | 11.5
372 | HIBD63H 4PMBS0000C 00025 | 4P, 63AF, 10kA, 25A | 11.5
373 | HIBD63H 4PMBS0000C 00032 | 4P, 63AF, 10kA, 32A | 11.5
374 | HIBD63H 4PMBS0000C 00040 | 4P, 63AF, 10kA, 40A | 11.5
375 | HIBD63H 4PMBS0000C 00050 | 4P, 63AF, 10kA, 50A | 11.5
376 | HIBD63H 4PMBS0000C 00063 | 4P, 63AF, 10kA, 63A | 11.5
377 | HIBD63H 1NMBS0000C 00001 | 1P+N, 63AF, 10kA, 1A | 5.75
378 | HIBD63H 1NMBS0000C 00002 | 1P+N, 63AF, 10kA, 2A | 5.75
379 | HIBD63H 1NMBS0000C 00003 | 1P+N, 63AF, 10kA, 3A | 5.75
380 | HIBD63H 1NMBS0000C 00004 | 1P+N, 63AF, 10kA, 4A | 5.75
381 | HIBD63H 1NMBS0000C 00005 | 1P+N, 63AF, 10kA, 5A | 5.75
382 | HIBD63H 1NMBS0000C 00006 | 1P+N, 63AF, 10kA, 6A | 5.75
383 | HIBD63H 1NMBS0000C 00010 | 1P+N, 63AF, 10kA, 10A | 5.75
384 | HIBD63H 1NMBS0000C 00013 | 1P+N, 63AF, 10kA, 13A | 5.75
385 | HIBD63H 1NMBS0000C 00015 | 1P+N, 63AF, 10kA, 15A | 5.75
386 | HIBD63H 1NMBS0000C 00016 | 1P+N, 63AF, 10kA, 16A | 5.75
387 | HIBD63H 1NMBS0000C 00020 | 1P+N, 63AF, 10kA, 20A | 5.75
388 | HIBD63H 1NMBS0000C 00025 | 1P+N, 63AF, 10kA, 25A | 5.75
389 | HIBD63H 1NMBS0000C 00032 | 1P+N, 63AF, 10kA, 32A | 5.75
390 | HIBD63H 1NMBS0000C 00040 | 1P+N, 63AF, 10kA, 40A | 5.75
391 | HIBD63H 1NMBS0000C 00050 | 1P+N, 63AF, 10kA, 50A | 5.75
392 | HIBD63H 1NMBS0000C 00063 | 1P+N, 63AF, 10kA, 63A | 5.75
393 | HIBD63H 3NMBS0000C 00001 | 3P+N, 63AF, 10kA, 1A | 11.5
394 | HIBD63H 3NMBS0000C 00002 | 3P+N, 63AF, 10kA, 2A | 11.5
395 | HIBD63H 3NMBS0000C 00003 | 3P+N, 63AF, 10kA, 3A | 11.5
396 | HIBD63H 3NMBS0000C 00004 | 3P+N, 63AF, 10kA, 4A | 11.5
397 | HIBD63H 3NMBS0000C 00005 | 3P+N, 63AF, 10kA, 5A | 11.5
398 | HIBD63H 3NMBS0000C 00006 | 3P+N, 63AF, 10kA, 6A | 11.5
399 | HIBD63H 3NMBS0000C 00010 | 3P+N, 63AF, 10kA, 10A | 11.5
400 | HIBD63H 3NMBS0000C 00013 | 3P+N, 63AF, 10kA, 13A | 11.5
401 | HIBD63H 3NMBS0000C 00015 | 3P+N, 63AF, 10kA, 15A | 11.5
402 | HIBD63H 3NMBS0000C 00016 | 3P+N, 63AF, 10kA, 16A | 11.5
403 | HIBD63H 3NMBS0000C 00020 | 3P+N, 63AF, 10kA, 20A | 11.5
404 | HIBD63H 3NMBS0000C 00025 | 3P+N, 63AF, 10kA, 25A | 11.5
405 | HIBD63H 3NMBS0000C 00032 | 3P+N, 63AF, 10kA, 32A | 11.5
406 | HIBD63H 3NMBS0000C 00040 | 3P+N, 63AF, 10kA, 40A | 11.5
407 | HIBD63H 3NMBS0000C 00050 | 3P+N, 63AF, 10kA, 50A | 11.5
408 | HIBD63H 3NMBS0000C 00063 | 3P+N, 63AF, 10kA, 63A | 11.5
B-3. B Curve - 10kA 125AF Miniature Circuit Breaker [Rated Breaking Capacity is based on 230/400Vac.]
409 | HIBD125 1PMBS0000C 00063 | 1P, 125AF, 10kA, 63A | 6.21
410 | HIBD125 1PMBS0000C 00080 | 1P, 125AF, 10kA, 80A | 6.21
411 | HIBD125 1PMBS0000C 00100 | 1P, 125AF, 10kA, 100A | 6.21
412 | HIBD125 1PMBS0000C 00125 | 1P, 125AF, 10kA, 125A | 6.21
413 | HIBD125 2PMBS0000C 00063 | 2P, 125AF, 10kA, 63A | 11.96
414 | HIBD125 2PMBS0000C 00080 | 2P, 125AF, 10kA, 80A | 11.96
415 | HIBD125 2PMBS0000C 00100 | 2P, 125AF, 10kA, 100A | 11.96
416 | HIBD125 2PMBS0000C 00125 | 2P, 125AF, 10kA, 125A | 11.96
417 | HIBD125 3PMBS0000C 00063 | 3P, 125AF, 10kA, 63A | 17.25
418 | HIBD125 3PMBS0000C 00080 | 3P, 125AF, 10kA, 80A | 17.25
419 | HIBD125 3PMBS0000C 00100 | 3P, 125AF, 10kA, 100A | 17.25
420 | HIBD125 3PMBS0000C 00125 | 3P, 125AF, 10kA, 125A | 17.25
421 | HIBD125 4PMBS0000C 00063 | 4P, 125AF, 10kA, 63A | 22.77
422 | HIBD125 4PMBS0000C 00080 | 4P, 125AF, 10kA, 80A | 22.77
423 | HIBD125 4PMBS0000C 00100 | 4P, 125AF, 10kA, 100A | 22.77
424 | HIBD125 4PMBS0000C 00125 | 4P, 125AF, 10kA, 125A | 22.77
425 | HIBD125 1NMBS0000C 00063 | 1P+N, 125AF, 10kA, 63A | 11.5
426 | HIBD125 1NMBS0000C 00080 | 1P+N, 125AF, 10kA, 80A | 11.5
427 | HIBD125 1NMBS0000C 00100 | 1P+N, 125AF, 10kA, 100A | 11.5
428 | HIBD125 1NMBS0000C 00125 | 1P+N, 125AF, 10kA, 125A | 11.5
429 | HIBD125 3NMBS0000C 00063 | 3P+N, 125AF, 10kA, 63A | 22.77
430 | HIBD125 3NMBS0000C 00080 | 3P+N, 125AF, 10kA, 80A | 22.77
431 | HIBD125 3NMBS0000C 00100 | 3P+N, 125AF, 10kA, 100A | 22.77
432 | HIBD125 3NMBS0000C 00125 | 3P+N, 125AF, 10kA, 125A | 22.77
C-1. D Curve - 6kA Miniature Circuit Breaker [Rated Breaking Capacity is based on 230/400Vac.]
433 | HIBD63-N 1PMDS0000C 00001 | 1P, 6kA, 1A | 2.53
434 | HIBD63-N 1PMDS0000C 00002 | 1P, 6kA, 2A | 2.53
435 | HIBD63-N 1PMDS0000C 00003 | 1P, 6kA, 3A | 2.53
436 | HIBD63-N 1PMDS0000C 00004 | 1P, 6kA, 4A | 2.53
437 | HIBD63-N 1PMDS0000C 00005 | 1P, 6kA, 5A | 2.53
438 | HIBD63-N 1PMDS0000C 00006 | 1P, 6kA, 6A | 2.53
439 | HIBD63-N 1PMDS0000C 00010 | 1P, 6kA, 10A | 2.53
440 | HIBD63-N 1PMDS0000C 00013 | 1P, 6kA, 13A | 2.53
441 | HIBD63-N 1PMDS0000C 00015 | 1P, 6kA, 15A | 2.53
442 | HIBD63-N 1PMDS0000C 00016 | 1P, 6kA, 16A | 2.53
443 | HIBD63-N 1PMDS0000C 00020 | 1P, 6kA, 20A | 2.53
444 | HIBD63-N 1PMDS0000C 00025 | 1P, 6kA, 25A | 2.53
445 | HIBD63-N 1PMDS0000C 00032 | 1P, 6kA, 32A | 2.53
446 | HIBD63-N 1PMDS0000C 00040 | 1P, 6kA, 40A | 2.576
447 | HIBD63-N 1PMDS0000C 00050 | 1P, 6kA, 50A | 2.576
448 | HIBD63-N 1PMDS0000C 00063 | 1P, 6kA, 63A | 2.576
449 | HIBD63-N 2PMDS0000C 00001 | 2P, 6kA, 1A | 4.14
450 | HIBD63-N 2PMDS0000C 00002 | 2P, 6kA, 2A | 4.14
451 | HIBD63-N 2PMDS0000C 00003 | 2P, 6kA, 3A | 4.14
452 | HIBD63-N 2PMDS0000C 00004 | 2P, 6kA, 4A | 4.14
453 | HIBD63-N 2PMDS0000C 00005 | 2P, 6kA, 5A | 4.14
454 | HIBD63-N 2PMDS0000C 00006 | 2P, 6kA, 6A | 4.14
455 | HIBD63-N 2PMDS0000C 00010 | 2P, 6kA, 10A | 4.14
456 | HIBD63-N 2PMDS0000C 00013 | 2P, 6kA, 13A | 4.14
457 | HIBD63-N 2PMDS0000C 00015 | 2P, 6kA, 15A | 4.14
458 | HIBD63-N 2PMDS0000C 00016 | 2P, 6kA, 16A | 4.14
459 | HIBD63-N 2PMDS0000C 00020 | 2P, 6kA, 20A | 4.14
460 | HIBD63-N 2PMDS0000C 00025 | 2P, 6kA, 25A | 4.14
461 | HIBD63-N 2PMDS0000C 00032 | 2P, 6kA, 32A | 4.14
462 | HIBD63-N 2PMDS0000C 00040 | 2P, 6kA, 40A | 4.531
463 | HIBD63-N 2PMDS0000C 00050 | 2P, 6kA, 50A | 4.531
464 | HIBD63-N 2PMDS0000C 00063 | 2P, 6kA, 63A | 4.531
465 | HIBD63-N 3PMDS0000C 00001 | 3P, 6kA, 1A | 6.233
466 | HIBD63-N 3PMDS0000C 00002 | 3P, 6kA, 2A | 6.233
467 | HIBD63-N 3PMDS0000C 00003 | 3P, 6kA, 3A | 6.233
468 | HIBD63-N 3PMDS0000C 00004 | 3P, 6kA, 4A | 6.233
469 | HIBD63-N 3PMDS0000C 00005 | 3P, 6kA, 5A | 6.233
470 | HIBD63-N 3PMDS0000C 00006 | 3P, 6kA, 6A | 6.233
471 | HIBD63-N 3PMDS0000C 00010 | 3P, 6kA, 10A | 6.233
472 | HIBD63-N 3PMDS0000C 00013 | 3P, 6kA, 13A | 6.233
473 | HIBD63-N 3PMDS0000C 00015 | 3P, 6kA, 15A | 6.233
474 | HIBD63-N 3PMDS0000C 00016 | 3P, 6kA, 16A | 6.233
475 | HIBD63-N 3PMDS0000C 00020 | 3P, 6kA, 20A | 6.233
476 | HIBD63-N 3PMDS0000C 00025 | 3P, 6kA, 25A | 6.233
477 | HIBD63-N 3PMDS0000C 00032 | 3P, 6kA, 32A | 6.233
478 | HIBD63-N 3PMDS0000C 00040 | 3P, 6kA, 40A | 6.808
479 | HIBD63-N 3PMDS0000C 00050 | 3P, 6kA, 50A | 6.808
480 | HIBD63-N 3PMDS0000C 00063 | 3P, 6kA, 63A | 6.808
481 | HIBD63-N 4PMDS0000C 00001 | 4P, 6kA, 1A | 8.326
482 | HIBD63-N 4PMDS0000C 00002 | 4P, 6kA, 2A | 8.326
483 | HIBD63-N 4PMDS0000C 00003 | 4P, 6kA, 3A | 8.326
484 | HIBD63-N 4PMDS0000C 00004 | 4P, 6kA, 4A | 8.326
485 | HIBD63-N 4PMDS0000C 00005 | 4P, 6kA, 5A | 8.326
486 | HIBD63-N 4PMDS0000C 00006 | 4P, 6kA, 6A | 8.326
487 | HIBD63-N 4PMDS0000C 00010 | 4P, 6kA, 10A | 8.326
488 | HIBD63-N 4PMDS0000C 00013 | 4P, 6kA, 13A | 8.326
489 | HIBD63-N 4PMDS0000C 00015 | 4P, 6kA, 15A | 8.326
490 | HIBD63-N 4PMDS0000C 00016 | 4P, 6kA, 16A | 8.326
491 | HIBD63-N 4PMDS0000C 00020 | 4P, 6kA, 20A | 8.326
492 | HIBD63-N 4PMDS0000C 00025 | 4P, 6kA, 25A | 8.326
493 | HIBD63-N 4PMDS0000C 00032 | 4P, 6kA, 32A | 8.326
494 | HIBD63-N 4PMDS0000C 00040 | 4P, 6kA, 40A | 9.062
495 | HIBD63-N 4PMDS0000C 00050 | 4P, 6kA, 50A | 9.062
496 | HIBD63-N 4PMDS0000C 00063 | 4P, 6kA, 63A | 9.062
497 | HIBD63-N 1NMDS0000C 00001 | 1P+N, 6kA, 1A | 3.427
498 | HIBD63-N 1NMDS0000C 00002 | 1P+N, 6kA, 2A | 3.427
499 | HIBD63-N 1NMDS0000C 00003 | 1P+N, 6kA, 3A | 3.427
500 | HIBD63-N 1NMDS0000C 00004 | 1P+N, 6kA, 4A | 3.427
501 | HIBD63-N 1NMDS0000C 00005 | 1P+N, 6kA, 5A | 3.427
502 | HIBD63-N 1NMDS0000C 00006 | 1P+N, 6kA, 6A | 3.427
503 | HIBD63-N 1NMDS0000C 00010 | 1P+N, 6kA, 10A | 3.427
504 | HIBD63-N 1NMDS0000C 00013 | 1P+N, 6kA, 13A | 3.427
505 | HIBD63-N 1NMDS0000C 00015 | 1P+N, 6kA, 15A | 3.427
506 | HIBD63-N 1NMDS0000C 00016 | 1P+N, 6kA, 16A | 3.427
507 | HIBD63-N 1NMDS0000C 00020 | 1P+N, 6kA, 20A | 3.427
508 | HIBD63-N 1NMDS0000C 00025 | 1P+N, 6kA, 25A | 3.427
509 | HIBD63-N 1NMDS0000C 00032 | 1P+N, 6kA, 32A | 3.427
510 | HIBD63-N 1NMDS0000C 00040 | 1P+N, 6kA, 40A | 4.117
511 | HIBD63-N 1NMDS0000C 00050 | 1P+N, 6kA, 50A | 4.117
512 | HIBD63-N 1NMDS0000C 00063 | 1P+N, 6kA, 63A | 4.117
513 | HIBD63-N 3NMDS0000C 00001 | 3P+N, 6kA, 1A | 7.36
514 | HIBD63-N 3NMDS0000C 00002 | 3P+N, 6kA, 2A | 7.36
515 | HIBD63-N 3NMDS0000C 00003 | 3P+N, 6kA, 3A | 7.36
516 | HIBD63-N 3NMDS0000C 00004 | 3P+N, 6kA, 4A | 7.36
517 | HIBD63-N 3NMDS0000C 00005 | 3P+N, 6kA, 5A | 7.36
518 | HIBD63-N 3NMDS0000C 00006 | 3P+N, 6kA, 6A | 7.36
519 | HIBD63-N 3NMDS0000C 00010 | 3P+N, 6kA, 10A | 7.36
520 | HIBD63-N 3NMDS0000C 00013 | 3P+N, 6kA, 13A | 7.36
521 | HIBD63-N 3NMDS0000C 00015 | 3P+N, 6kA, 15A | 7.36
522 | HIBD63-N 3NMDS0000C 00016 | 3P+N, 6kA, 16A | 7.36
523 | HIBD63-N 3NMDS0000C 00020 | 3P+N, 6kA, 20A | 7.36
524 | HIBD63-N 3NMDS0000C 00025 | 3P+N, 6kA, 25A | 7.36
525 | HIBD63-N 3NMDS0000C 00032 | 3P+N, 6kA, 32A | 7.36
526 | HIBD63-N 3NMDS0000C 00040 | 3P+N, 6kA, 40A | 8.119
527 | HIBD63-N 3NMDS0000C 00050 | 3P+N, 6kA, 50A | 8.119
528 | HIBD63-N 3NMDS0000C 00063 | 3P+N, 6kA, 63A | 8.119
C-2. D Curve - 10kA 63AF Miniature Circuit Breaker [Rated Breaking Capacity is based on 230/400Vac.]
529 | HIBD63H 1PMDS0000C 00001 | 1P, 63AF, 10kA, 1A | 3.266
530 | HIBD63H 1PMDS0000C 00002 | 1P, 63AF, 10kA, 2A | 3.266
531 | HIBD63H 1PMDS0000C 00003 | 1P, 63AF, 10kA, 3A | 3.266
532 | HIBD63H 1PMDS0000C 00004 | 1P, 63AF, 10kA, 4A | 3.266
533 | HIBD63H 1PMDS0000C 00005 | 1P, 63AF, 10kA, 5A | 3.266
534 | HIBD63H 1PMDS0000C 00006 | 1P, 63AF, 10kA, 6A | 3.266
535 | HIBD63H 1PMDS0000C 00010 | 1P, 63AF, 10kA, 10A | 3.266
536 | HIBD63H 1PMDS0000C 00013 | 1P, 63AF, 10kA, 13A | 3.266
537 | HIBD63H 1PMDS0000C 00015 | 1P, 63AF, 10kA, 15A | 3.266
538 | HIBD63H 1PMDS0000C 00016 | 1P, 63AF, 10kA, 16A | 3.266
539 | HIBD63H 1PMDS0000C 00020 | 1P, 63AF, 10kA, 20A | 3.266
540 | HIBD63H 1PMDS0000C 00025 | 1P, 63AF, 10kA, 25A | 3.266
541 | HIBD63H 1PMDS0000C 00032 | 1P, 63AF, 10kA, 32A | 3.266
542 | HIBD63H 1PMDS0000C 00040 | 1P, 63AF, 10kA, 40A | 3.266
543 | HIBD63H 1PMDS0000C 00050 | 1P, 63AF, 10kA, 50A | 3.266
544 | HIBD63H 1PMDS0000C 00063 | 1P, 63AF, 10kA, 63A | 3.266
545 | HIBD63H 2PMDS0000C 00001 | 2P, 63AF, 10kA, 1A | 5.75
546 | HIBD63H 2PMDS0000C 00002 | 2P, 63AF, 10kA, 2A | 5.75
547 | HIBD63H 2PMDS0000C 00003 | 2P, 63AF, 10kA, 3A | 5.75
548 | HIBD63H 2PMDS0000C 00004 | 2P, 63AF, 10kA, 4A | 5.75
549 | HIBD63H 2PMDS0000C 00005 | 2P, 63AF, 10kA, 5A | 5.75
550 | HIBD63H 2PMDS0000C 00006 | 2P, 63AF, 10kA, 6A | 5.75
551 | HIBD63H 2PMDS0000C 00010 | 2P, 63AF, 10kA, 10A | 5.75
552 | HIBD63H 2PMDS0000C 00013 | 2P, 63AF, 10kA, 13A | 5.75
553 | HIBD63H 2PMDS0000C 00015 | 2P, 63AF, 10kA, 15A | 5.75
554 | HIBD63H 2PMDS0000C 00016 | 2P, 63AF, 10kA, 16A | 5.75
555 | HIBD63H 2PMDS0000C 00020 | 2P, 63AF, 10kA, 20A | 5.75
556 | HIBD63H 2PMDS0000C 00025 | 2P, 63AF, 10kA, 25A | 5.75
557 | HIBD63H 2PMDS0000C 00032 | 2P, 63AF, 10kA, 32A | 5.75
558 | HIBD63H 2PMDS0000C 00040 | 2P, 63AF, 10kA, 40A | 5.75
559 | HIBD63H 2PMDS0000C 00050 | 2P, 63AF, 10kA, 50A | 5.75
560 | HIBD63H 2PMDS0000C 00063 | 2P, 63AF, 10kA, 63A | 5.75
561 | HIBD63H 3PMDS0000C 00001 | 3P, 63AF, 10kA, 1A | 8.05
562 | HIBD63H 3PMDS0000C 00002 | 3P, 63AF, 10kA, 2A | 8.05
563 | HIBD63H 3PMDS0000C 00003 | 3P, 63AF, 10kA, 3A | 8.05
564 | HIBD63H 3PMDS0000C 00004 | 3P, 63AF, 10kA, 4A | 8.05
565 | HIBD63H 3PMDS0000C 00005 | 3P, 63AF, 10kA, 5A | 8.05
566 | HIBD63H 3PMDS0000C 00006 | 3P, 63AF, 10kA, 6A | 8.05
567 | HIBD63H 3PMDS0000C 00010 | 3P, 63AF, 10kA, 10A | 8.05
568 | HIBD63H 3PMDS0000C 00013 | 3P, 63AF, 10kA, 13A | 8.05
569 | HIBD63H 3PMDS0000C 00015 | 3P, 63AF, 10kA, 15A | 8.05
570 | HIBD63H 3PMDS0000C 00016 | 3P, 63AF, 10kA, 16A | 8.05
571 | HIBD63H 3PMDS0000C 00020 | 3P, 63AF, 10kA, 20A | 8.05
572 | HIBD63H 3PMDS0000C 00025 | 3P, 63AF, 10kA, 25A | 8.05
573 | HIBD63H 3PMDS0000C 00032 | 3P, 63AF, 10kA, 32A | 8.05
574 | HIBD63H 3PMDS0000C 00040 | 3P, 63AF, 10kA, 40A | 8.05
575 | HIBD63H 3PMDS0000C 00050 | 3P, 63AF, 10kA, 50A | 8.05
576 | HIBD63H 3PMDS0000C 00063 | 3P, 63AF, 10kA, 63A | 8.05
577 | HIBD63H 4PMDS0000C 00001 | 4P, 63AF, 10kA, 1A | 11.5
578 | HIBD63H 4PMDS0000C 00002 | 4P, 63AF, 10kA, 2A | 11.5
579 | HIBD63H 4PMDS0000C 00003 | 4P, 63AF, 10kA, 3A | 11.5
580 | HIBD63H 4PMDS0000C 00004 | 4P, 63AF, 10kA, 4A | 11.5
581 | HIBD63H 4PMDS0000C 00005 | 4P, 63AF, 10kA, 5A | 11.5
582 | HIBD63H 4PMDS0000C 00006 | 4P, 63AF, 10kA, 6A | 11.5
583 | HIBD63H 4PMDS0000C 00010 | 4P, 63AF, 10kA, 10A | 11.5
584 | HIBD63H 4PMDS0000C 00013 | 4P, 63AF, 10kA, 13A | 11.5
585 | HIBD63H 4PMDS0000C 00015 | 4P, 63AF, 10kA, 15A | 11.5
586 | HIBD63H 4PMDS0000C 00016 | 4P, 63AF, 10kA, 16A | 11.5
587 | HIBD63H 4PMDS0000C 00020 | 4P, 63AF, 10kA, 20A | 11.5
588 | HIBD63H 4PMDS0000C 00025 | 4P, 63AF, 10kA, 25A | 11.5
589 | HIBD63H 4PMDS0000C 00032 | 4P, 63AF, 10kA, 32A | 11.5
590 | HIBD63H 4PMDS0000C 00040 | 4P, 63AF, 10kA, 40A | 11.5
591 | HIBD63H 4PMDS0000C 00050 | 4P, 63AF, 10kA, 50A | 11.5
592 | HIBD63H 4PMDS0000C 00063 | 4P, 63AF, 10kA, 63A | 11.5
593 | HIBD63H 1NMDS0000C 00001 | 1P+N, 63AF, 10kA, 1A | 5.75
594 | HIBD63H 1NMDS0000C 00002 | 1P+N, 63AF, 10kA, 2A | 5.75
595 | HIBD63H 1NMDS0000C 00003 | 1P+N, 63AF, 10kA, 3A | 5.75
596 | HIBD63H 1NMDS0000C 00004 | 1P+N, 63AF, 10kA, 4A | 5.75
597 | HIBD63H 1NMDS0000C 00005 | 1P+N, 63AF, 10kA, 5A | 5.75
598 | HIBD63H 1NMDS0000C 00006 | 1P+N, 63AF, 10kA, 6A | 5.75
599 | HIBD63H 1NMDS0000C 00010 | 1P+N, 63AF, 10kA, 10A | 5.75
600 | HIBD63H 1NMDS0000C 00013 | 1P+N, 63AF, 10kA, 13A | 5.75
601 | HIBD63H 1NMDS0000C 00015 | 1P+N, 63AF, 10kA, 15A | 5.75
602 | HIBD63H 1NMDS0000C 00016 | 1P+N, 63AF, 10kA, 16A | 5.75
603 | HIBD63H 1NMDS0000C 00020 | 1P+N, 63AF, 10kA, 20A | 5.75
604 | HIBD63H 1NMDS0000C 00025 | 1P+N, 63AF, 10kA, 25A | 5.75
605 | HIBD63H 1NMDS0000C 00032 | 1P+N, 63AF, 10kA, 32A | 5.75
606 | HIBD63H 1NMDS0000C 00040 | 1P+N, 63AF, 10kA, 40A | 5.75
607 | HIBD63H 1NMDS0000C 00050 | 1P+N, 63AF, 10kA, 50A | 5.75
608 | HIBD63H 1NMDS0000C 00063 | 1P+N, 63AF, 10kA, 63A | 5.75
609 | HIBD63H 3NMDS0000C 00001 | 3P+N, 63AF, 10kA, 1A | 11.5
610 | HIBD63H 3NMDS0000C 00002 | 3P+N, 63AF, 10kA, 2A | 11.5
611 | HIBD63H 3NMDS0000C 00003 | 3P+N, 63AF, 10kA, 3A | 11.5
612 | HIBD63H 3NMDS0000C 00004 | 3P+N, 63AF, 10kA, 4A | 11.5
613 | HIBD63H 3NMDS0000C 00005 | 3P+N, 63AF, 10kA, 5A | 11.5
614 | HIBD63H 3NMDS0000C 00006 | 3P+N, 63AF, 10kA, 6A | 11.5
615 | HIBD63H 3NMDS0000C 00010 | 3P+N, 63AF, 10kA, 10A | 11.5
616 | HIBD63H 3NMDS0000C 00013 | 3P+N, 63AF, 10kA, 13A | 11.5
617 | HIBD63H 3NMDS0000C 00015 | 3P+N, 63AF, 10kA, 15A | 11.5
618 | HIBD63H 3NMDS0000C 00016 | 3P+N, 63AF, 10kA, 16A | 11.5
619 | HIBD63H 3NMDS0000C 00020 | 3P+N, 63AF, 10kA, 20A | 11.5
620 | HIBD63H 3NMDS0000C 00025 | 3P+N, 63AF, 10kA, 25A | 11.5
621 | HIBD63H 3NMDS0000C 00032 | 3P+N, 63AF, 10kA, 32A | 11.5
622 | HIBD63H 3NMDS0000C 00040 | 3P+N, 63AF, 10kA, 40A | 11.5
623 | HIBD63H 3NMDS0000C 00050 | 3P+N, 63AF, 10kA, 50A | 11.5
624 | HIBD63H 3NMDS0000C 00063 | 3P+N, 63AF, 10kA, 63A | 11.5
C-3. D Curve - 10kA 125AF Miniature Circuit Breaker [Rated Breaking Capacity is based on 230/400Vac.]
625 | HIBD125 1PMDS0000C 00063 | 1P, 125AF, 10kA, 63A | 6.21
626 | HIBD125 1PMDS0000C 00080 | 1P, 125AF, 10kA, 80A | 6.21
627 | HIBD125 1PMDS0000C 00100 | 1P, 125AF, 10kA, 100A | 6.21
628 | HIBD125 1PMDS0000C 00125 | 1P, 125AF, 10kA, 125A | 6.21
629 | HIBD125 2PMDS0000C 00063 | 2P, 125AF, 10kA, 63A | 11.96
630 | HIBD125 2PMDS0000C 00080 | 2P, 125AF, 10kA, 80A | 11.96
631 | HIBD125 2PMDS0000C 00100 | 2P, 125AF, 10kA, 100A | 11.96
632 | HIBD125 2PMDS0000C 00125 | 2P, 125AF, 10kA, 125A | 11.96
633 | HIBD125 3PMDS0000C 00063 | 3P, 125AF, 10kA, 63A | 17.25
634 | HIBD125 3PMDS0000C 00080 | 3P, 125AF, 10kA, 80A | 17.25
635 | HIBD125 3PMDS0000C 00100 | 3P, 125AF, 10kA, 100A | 17.25
636 | HIBD125 3PMDS0000C 00125 | 3P, 125AF, 10kA, 125A | 17.25
637 | HIBD125 4PMDS0000C 00063 | 4P, 125AF, 10kA, 63A | 22.77
638 | HIBD125 4PMDS0000C 00080 | 4P, 125AF, 10kA, 80A | 22.77
639 | HIBD125 4PMDS0000C 00100 | 4P, 125AF, 10kA, 100A | 22.77
640 | HIBD125 4PMDS0000C 00125 | 4P, 125AF, 10kA, 125A | 22.77
641 | HIBD125 1NMDS0000C 00063 | 1P+N, 125AF, 10kA, 63A | 11.5
642 | HIBD125 1NMDS0000C 00080 | 1P+N, 125AF, 10kA, 80A | 11.5
643 | HIBD125 1NMDS0000C 00100 | 1P+N, 125AF, 10kA, 100A | 11.5
644 | HIBD125 1NMDS0000C 00125 | 1P+N, 125AF, 10kA, 125A | 11.5
645 | HIBD125 3NMDS0000C 00063 | 3P+N, 125AF, 10kA, 63A | 22.77
646 | HIBD125 3NMDS0000C 00080 | 3P+N, 125AF, 10kA, 80A | 22.77
647 | HIBD125 3NMDS0000C 00100 | 3P+N, 125AF, 10kA, 100A | 22.77
648 | HIBD125 3NMDS0000C 00125 | 3P+N, 125AF, 10kA, 125A | 22.77
D. Миниатюрные разъединители
649 | HISD125 1PDSS0000C 00016 | 1P, 16A | 3.45
650 | HISD125 1PDSS0000C 00032 | 1P, 32A | 3.45
651 | HISD125 1PDSS0000C 00063 | 1P, 63A | 3.45
652 | HISD125 1PDSS0000C 00100 | 1P, 100A | 4.14
653 | HISD125 1PDSS0000C 00125 | 1P, 125A | 4.14
654 | HISD125 2PDSS0000C 00016 | 2P, 16A | 5.06
655 | HISD125 2PDSS0000C 00032 | 2P, 32A | 5.06
656 | HISD125 2PDSS0000C 00063 | 2P, 63A | 5.06
657 | HISD125 2PDSS0000C 00100 | 2P, 100A | 5.75
658 | HISD125 2PDSS0000C 00125 | 2P, 125A | 5.75
659 | HISD125 3PDSS0000C 00016 | 3P, 16A | 6.9
660 | HISD125 3PDSS0000C 00032 | 3P, 32A | 6.9
661 | HISD125 3PDSS0000C 00063 | 3P, 63A | 6.9
662 | HISD125 3PDSS0000C 00100 | 3P, 100A | 8.05
663 | HISD125 3PDSS0000C 00125 | 3P, 125A | 8.05
664 | HISD125 4PDSS0000C 00016 | 4P, 16A | 8.74
665 | HISD125 4PDSS0000C 00032 | 4P, 32A | 8.74
666 | HISD125 4PDSS0000C 00063 | 4P, 63A | 8.74
667 | HISD125 4PDSS0000C 00100 | 4P, 100A | 11.04
668 | HISD125 4PDSS0000C 00125 | 4P, 125A | 11.04
E. Аксессуары для автоматических выключателей и разъединителей
669 | AUX M63-N | for HiBD63-N (6kA 63AF) | 8.05
670 | AUX M63H | for HiBD63h (10kA 63AF) | 8.05
671 | AUX M125 | for HiBD125 (10kA 125AF) | 8.05
672 | ALT M63-N | for HiBD63-N (6kA 63AF) | 8.05
673 | ALT M63H | for HiBD63h (10kA 63AF) | 8.05
674 | ALT M125 | for HiBD125 (10kA 125AF) | 8.05
675 | SHT M63-N S2 | for HiBD63-N (6kA 63AF), AC120~415V, DC120V | 16.1
676 | SHT M63-N S5 | for HiBD63-N (6kA 63AF), AC/DC12V, AC/DC24V | 16.1
677 | SHT M63-N S7 | for HiBD63-N (6kA 63AF), AC/DC48V | 16.1
678 | SHT M63H S2 | for HiBD63h (10kA 63AF), AC120~415V, DC120V | 16.1
679 | SHT M63H S5 | for HiBD63h (10kA 63AF), AC/DC12V, AC/DC24V | 16.1
680 | SHT M63H S7 | for HiBD63h (10kA 63AF), AC/DC48V | 16.1
681 | SHT M125 S2 | for HiBD125 (10kA 125AF), AC120~415V, DC120V | 16.1
682 | SHT M125 S5 | for HiBD125 (10kA 125AF), AC/DC12V, AC/DC24V | 16.1
683 | SHT M125 S7 | for HiBD125 (10kA 125AF), AC/DC48V | 16.1
684 | UVT M63-N U2 | for HiBD63-N (6kA 63AF), AC230V | 16.1
685 | UVT M63-N U5 | for HiBD63-N (6kA 63AF), AC/DC48V | 16.1
686 | UVT M63H U2 | for HiBD63h (10kA 63AF), AC230V | 16.1
687 | UVT M63H U5 | for HiBD63h (10kA 63AF), AC/DC48V | 16.1
688 | UVT M125 U2 | for HiBD125 (10kA 125AF), AC230V | 16.1
689 | UVT M125 U5 | for HiBD125 (10kA 125AF), AC/DC48V | 16.1

## Автоматы MMS
MMS Price List
ООО "Техноэлектро", тел.: +38 (057) 780-26-94
No. | Item | Specification | Цена USD c НДС
Автоматические выключатели с возможностью ручного пуска
1 | MMS32K 0P16 |  | 25.3
2 | MMS32K 0P25 |  | 25.3
3 | MMS32K 0P40 |  | 25.3
4 | MMS32K 0P63 |  | 25.3
5 | MMS32K 1P00 |  | 25.3
6 | MMS32K 01P6 | 1-1.6A | 25.3
7 | MMS32K 02P5 | 1.6-2.5A | 25.3
8 | MMS32K 0004 | 2.5-4A | 25.3
9 | MMS32K 06P3 | 4-6.3A | 25.3
10 | MMS32K 0010 | 6-10A | 25.3
11 | MMS32K 0014 | 9-14A | 25.3
12 | MMS32K 0018 | 13-18A | 25.3
13 | MMS32K 0023 | 17-23A | 25.3
14 | MMS32K 0025 | 20-25A | 25.3
15 | MMS32K 0032 | 24-32A | 25.3
16 | MMS80K 0040 | 25-40A | 69
17 | MMS80K 0063 | 40-63A | 69
18 | MMS80K 0080 | 56-80A | 69
Аксессуары для MMS
19 | MMS32K AUX T11 | 1NO+1NC, Top | 6.67
20 | MMS32K AUX S11 | 1NO+1NC, Left | 8.28
21 | MMS32K AUX S20 | 2NO, Left | 8.28
22 | MMS80K AUX S11 | Left side mounting Auxiliay Switch 1NO+1NC for MMS80K | 13.8
23 | MMS80K AUX S20 | Left side mounting Auxiliay Switch 2NO for MMS80K | 13.8
24 | MMS32K AXT 1010 | 1NO(Alarm)+1NO(Aux), Left | 15.64
25 | MMS32K AXT 1001 | 1NO(Alarm)+1NC(Aux), Left | 15.64
26 | MMS32K AXT 0110 | 1NC(Alarm)+1NO(Aux), Left | 15.64
27 | MMS32K AXT 0101 | 1NC(Alarm)+1NC(Aux), Left | 15.64
28 | MMS32K UVT 240 | AC220/240V, Right | 27.6
29 | MMS32K SHT 240 | AC220/240V, Right | 27.6

## УЗО и дифавтоматы
RCCB, RCBO - PRICE LIST
ООО "Техноэлектро", тел.: +38 (057) 780-26-94
No. | New Code | Specification | Цена USD c НДС
A-1. УЗО, АС тип
1 | HIRC63 2PG2S0000C 00016G | 2P, 16A, 10mA | 15.745
2 | HIRC63 2PG2S0000C 00025G | 2P, 25A, 10mA | 16.215
3 | HIRC63 2PG2S0000C 00032G | 2P, 32A, 10mA | 16.215
4 | HIRC63 2PG2S0000C 00040G | 2P, 40A, 10mA | 16.215
5 | HIRC63 2PG2S0000C 00063G | 2P, 63A, 10mA | 16.215
6 | HIRC63 4PG2S0000C 00016G | 4P, 16A, 10mA | 21.855
7 | HIRC63 4PG2S0000C 00025G | 4P, 25A, 10mA | 21.855
8 | HIRC63 4PG2S0000C 00032G | 4P, 32A, 10mA | 21.855
9 | HIRC63 4PG2S0000C 00040G | 4P, 40A, 10mA | 21.855
10 | HIRC63 4PG2S0000C 00063G | 4P, 63A, 10mA | 21.855
11 | HIRC63 2PG4S0000C 00016G | 2P, 16A, 30mA | 15.745
12 | HIRC63 2PG4S0000C 00025G | 2P, 25A, 30mA | 16.215
13 | HIRC63 2PG4S0000C 00032G | 2P, 32A, 30mA | 16.215
14 | HIRC63 2PG4S0000C 00040G | 2P, 40A, 30mA | 16.215
15 | HIRC63 2PG4S0000C 00063G | 2P, 63A, 30mA | 16.215
16 | HIRC63 4PG4S0000C 00016G | 4P, 16A, 30mA | 21.855
17 | HIRC63 4PG4S0000C 00025G | 4P, 25A, 30mA | 21.855
18 | HIRC63 4PG4S0000C 00032G | 4P, 32A, 30mA | 21.855
19 | HIRC63 4PG4S0000C 00040G | 4P, 40A, 30mA | 21.855
20 | HIRC63 4PG4S0000C 00063G | 4P, 63A, 30mA | 21.855
21 | HIRC63 2PG5S0000C 00016G | 2P, 16A, 100mA | 15.745
22 | HIRC63 2PG5S0000C 00025G | 2P, 25A, 100mA | 16.215
23 | HIRC63 2PG5S0000C 00032G | 2P, 32A, 100mA | 16.215
24 | HIRC63 2PG5S0000C 00040G | 2P, 40A, 100mA | 16.215
25 | HIRC63 2PG5S0000C 00063G | 2P, 63A, 100mA | 16.215
26 | HIRC63 4PG5S0000C 00016G | 4P, 16A, 100mA | 21.855
27 | HIRC63 4PG5S0000C 00025G | 4P, 25A, 100mA | 21.855
28 | HIRC63 4PG5S0000C 00032G | 4P, 32A, 100mA | 21.855
29 | HIRC63 4PG5S0000C 00040G | 4P, 40A, 100mA | 21.855
30 | HIRC63 4PG5S0000C 00063G | 4P, 63A, 100mA | 21.855
31 | HIRC63 2PG7S0000C 00016G | 2P, 16A, 300mA | 15.745
32 | HIRC63 2PG7S0000C 00025G | 2P, 25A, 300mA | 16.215
33 | HIRC63 2PG7S0000C 00032G | 2P, 32A, 300mA | 16.215
34 | HIRC63 2PG7S0000C 00040G | 2P, 40A, 300mA | 16.215
35 | HIRC63 2PG7S0000C 00063G | 2P, 63A, 300mA | 16.215
36 | HIRC63 4PG7S0000C 00016G | 4P, 16A, 300mA | 21.855
37 | HIRC63 4PG7S0000C 00025G | 4P, 25A, 300mA | 21.855
38 | HIRC63 4PG7S0000C 00032G | 4P, 32A, 300mA | 21.855
39 | HIRC63 4PG7S0000C 00040G | 4P, 40A, 300mA | 21.855
40 | HIRC63 4PG7S0000C 00063G | 4P, 63A, 300mA | 21.855
41 | HIRC63 2PG8S0000C 00016G | 2P, 16A, 500mA | 16.45
42 | HIRC63 2PG8S0000C 00025G | 2P, 25A, 500mA | 16.45
43 | HIRC63 2PG8S0000C 00032G | 2P, 32A, 500mA | 16.45
44 | HIRC63 2PG8S0000C 00040G | 2P, 40A, 500mA | 16.45
45 | HIRC63 2PG8S0000C 00063G | 2P, 63A, 500mA | 16.45
46 | HIRC63 4PG8S0000C 00016G | 4P, 16A, 500mA | 22.795
47 | HIRC63 4PG8S0000C 00025G | 4P, 25A, 500mA | 22.795
48 | HIRC63 4PG8S0000C 00032G | 4P, 32A, 500mA | 22.795
49 | HIRC63 4PG8S0000C 00040G | 4P, 40A, 500mA | 22.795
50 | HIRC63 4PG8S0000C 00063G | 4P, 63A, 500mA | 22.795
A-2. УЗО, тип А
51 | HIRC63 2PG2S0000C 00016F | 2P, 16A, 10mA | 16.92
52 | HIRC63 2PG2S0000C 00025F | 2P, 25A, 10mA | 16.92
53 | HIRC63 2PG2S0000C 00032F | 2P, 32A, 10mA | 16.92
54 | HIRC63 2PG2S0000C 00040F | 2P, 40A, 10mA | 16.92
55 | HIRC63 2PG2S0000C 00063F | 2P, 63A, 10mA | 16.92
56 | HIRC63 4PG2S0000C 00016F | 4P, 16A, 10mA | 22.325
57 | HIRC63 4PG2S0000C 00025F | 4P, 25A, 10mA | 22.325
58 | HIRC63 4PG2S0000C 00032F | 4P, 32A, 10mA | 22.325
59 | HIRC63 4PG2S0000C 00040F | 4P, 40A, 10mA | 22.325
60 | HIRC63 4PG2S0000C 00063F | 4P, 63A, 10mA | 22.325
61 | HIRC63 2PG4S0000C 00016F | 2P, 16A, 30mA | 16.92
62 | HIRC63 2PG4S0000C 00025F | 2P, 25A, 30mA | 16.92
63 | HIRC63 2PG4S0000C 00032F | 2P, 32A, 30mA | 16.92
64 | HIRC63 2PG4S0000C 00040F | 2P, 40A, 30mA | 16.92
65 | HIRC63 2PG4S0000C 00063F | 2P, 63A, 30mA | 16.92
66 | HIRC63 4PG4S0000C 00016F | 4P, 16A, 30mA | 22.325
67 | HIRC63 4PG4S0000C 00025F | 4P, 25A, 30mA | 22.325
68 | HIRC63 4PG4S0000C 00032F | 4P, 32A, 30mA | 22.325
69 | HIRC63 4PG4S0000C 00040F | 4P, 40A, 30mA | 22.325
70 | HIRC63 4PG4S0000C 00063F | 4P, 63A, 30mA | 22.325
71 | HIRC63 2PG5S0000C 00016F | 2P, 16A, 100mA | 16.92
72 | HIRC63 2PG5S0000C 00025F | 2P, 25A, 100mA | 16.92
73 | HIRC63 2PG5S0000C 00032F | 2P, 32A, 100mA | 16.92
74 | HIRC63 2PG5S0000C 00040F | 2P, 40A, 100mA | 16.92
75 | HIRC63 2PG5S0000C 00063F | 2P, 63A, 100mA | 16.92
76 | HIRC63 4PG5S0000C 00016F | 4P, 16A, 100mA | 22.325
77 | HIRC63 4PG5S0000C 00025F | 4P, 25A, 100mA | 22.325
78 | HIRC63 4PG5S0000C 00032F | 4P, 32A, 100mA | 22.325
79 | HIRC63 4PG5S0000C 00040F | 4P, 40A, 100mA | 22.325
80 | HIRC63 4PG5S0000C 00063F | 4P, 63A, 100mA | 22.325
81 | HIRC63 2PG7S0000C 00016F | 2P, 16A, 300mA | 16.92
82 | HIRC63 2PG7S0000C 00025F | 2P, 25A, 300mA | 16.92
83 | HIRC63 2PG7S0000C 00032F | 2P, 32A, 300mA | 16.92
84 | HIRC63 2PG7S0000C 00040F | 2P, 40A, 300mA | 16.92
85 | HIRC63 2PG7S0000C 00063F | 2P, 63A, 300mA | 16.92
86 | HIRC63 4PG7S0000C 00016F | 4P, 16A, 300mA | 22.325
87 | HIRC63 4PG7S0000C 00025F | 4P, 25A, 300mA | 22.325
88 | HIRC63 4PG7S0000C 00032F | 4P, 32A, 300mA | 22.325
89 | HIRC63 4PG7S0000C 00040F | 4P, 40A, 300mA | 22.325
90 | HIRC63 4PG7S0000C 00063F | 4P, 63A, 300mA | 22.325
91 | HIRC63 2PG8S0000C 00016F | 2P, 16A, 500mA | 16.92
92 | HIRC63 2PG8S0000C 00025F | 2P, 25A, 500mA | 16.92
93 | HIRC63 2PG8S0000C 00032F | 2P, 32A, 500mA | 16.92
94 | HIRC63 2PG8S0000C 00040F | 2P, 40A, 500mA | 16.92
95 | HIRC63 2PG8S0000C 00063F | 2P, 63A, 500mA | 16.92
96 | HIRC63 4PG8S0000C 00016F | 4P, 16A, 500mA | 22.795
97 | HIRC63 4PG8S0000C 00025F | 4P, 25A, 500mA | 22.795
98 | HIRC63 4PG8S0000C 00032F | 4P, 32A, 500mA | 22.795
99 | HIRC63 4PG8S0000C 00040F | 4P, 40A, 500mA | 22.795
100 | HIRC63 4PG8S0000C 00063F | 4P, 63A, 500mA | 22.795
B-1. Дифференциальный автоматический выключатель, C Curve, AC Type 230/400Vac.]
101 | HIRO40 1NG2S0000C 00001C | 1P+N, 4.5kA, 1A, 10mA | 20.445
102 | HIRO40 1NG2S0000C 00003C | 1P+N, 4.5kA, 3A, 10mA | 20.445
103 | HIRO40 1NG2S0000C 00005C | 1P+N, 4.5kA, 5A, 10mA | 20.445
104 | HIRO40 1NG2S0000C 00006C | 1P+N, 4.5kA, 6A, 10mA | 20.445
105 | HIRO40 1NG2S0000C 00010C | 1P+N, 4.5kA, 10A, 10mA | 20.445
106 | HIRO40 1NG2S0000C 00016C | 1P+N, 4.5kA, 16A, 10mA | 20.445
107 | HIRO40 1NG2S0000C 00020C | 1P+N, 4.5kA, 20A, 10mA | 20.445
108 | HIRO40 1NG2S0000C 00025C | 1P+N, 4.5kA, 25A, 10mA | 20.445
109 | HIRO40 1NG2S0000C 00032C | 1P+N, 4.5kA, 32A, 10mA | 20.445
110 | HIRO40 1NG2S0000C 00040C | 1P+N, 4.5kA, 40A, 10mA | 20.445
111 | HIRO40 1NG4S0000C 00001C | 1P+N, 4.5kA, 1A, 30mA | 20.445
112 | HIRO40 1NG4S0000C 00003C | 1P+N, 4.5kA, 3A, 30mA | 20.445
113 | HIRO40 1NG4S0000C 00005C | 1P+N, 4.5kA, 5A, 30mA | 20.445
114 | HIRO40 1NG4S0000C 00006C | 1P+N, 4.5kA, 6A, 30mA | 20.445
115 | HIRO40 1NG4S0000C 00010C | 1P+N, 4.5kA, 10A, 30mA | 20.445
116 | HIRO40 1NG4S0000C 00016C | 1P+N, 4.5kA, 16A, 30mA | 20.445
117 | HIRO40 1NG4S0000C 00020C | 1P+N, 4.5kA, 20A, 30mA | 20.445
118 | HIRO40 1NG4S0000C 00025C | 1P+N, 4.5kA, 25A, 30mA | 20.445
119 | HIRO40 1NG4S0000C 00032C | 1P+N, 4.5kA, 32A, 30mA | 20.445
120 | HIRO40 1NG4S0000C 00040C | 1P+N, 4.5kA, 40A, 30mA | 20.445
121 | HIRO40 1NG5S0000C 00001C | 1P+N, 4.5kA, 1A, 100mA | 20.445
122 | HIRO40 1NG5S0000C 00003C | 1P+N, 4.5kA, 3A, 100mA | 20.445
123 | HIRO40 1NG5S0000C 00005C | 1P+N, 4.5kA, 5A, 100mA | 20.445
124 | HIRO40 1NG5S0000C 00006C | 1P+N, 4.5kA, 6A, 100mA | 20.445
125 | HIRO40 1NG5S0000C 00010C | 1P+N, 4.5kA, 10A, 100mA | 20.445
126 | HIRO40 1NG5S0000C 00016C | 1P+N, 4.5kA, 16A, 100mA | 20.445
127 | HIRO40 1NG5S0000C 00020C | 1P+N, 4.5kA, 20A, 100mA | 20.445
128 | HIRO40 1NG5S0000C 00025C | 1P+N, 4.5kA, 25A, 100mA | 20.445
129 | HIRO40 1NG5S0000C 00032C | 1P+N, 4.5kA, 32A, 100mA | 20.445
130 | HIRO40 1NG5S0000C 00040C | 1P+N, 4.5kA, 40A, 100mA | 20.445
131 | HIRO40 1NG7S0000C 00001C | 1P+N, 4.5kA, 1A, 300mA | 20.445
132 | HIRO40 1NG7S0000C 00003C | 1P+N, 4.5kA, 3A, 300mA | 20.445
133 | HIRO40 1NG7S0000C 00005C | 1P+N, 4.5kA, 5A, 300mA | 20.445
134 | HIRO40 1NG7S0000C 00006C | 1P+N, 4.5kA, 6A, 300mA | 20.445
135 | HIRO40 1NG7S0000C 00010C | 1P+N, 4.5kA, 10A, 300mA | 20.445
136 | HIRO40 1NG7S0000C 00016C | 1P+N, 4.5kA, 16A, 300mA | 20.445
137 | HIRO40 1NG7S0000C 00020C | 1P+N, 4.5kA, 20A, 300mA | 20.445
138 | HIRO40 1NG7S0000C 00025C | 1P+N, 4.5kA, 25A, 300mA | 20.445
139 | HIRO40 1NG7S0000C 00032C | 1P+N, 4.5kA, 32A, 300mA | 20.445
140 | HIRO40 1NG7S0000C 00040C | 1P+N, 4.5kA, 40A, 300mA | 20.445
141 | HIRO40 1NG8S0000C 00001C | 1P+N, 4.5kA, 1A, 500mA | 20.445
142 | HIRO40 1NG8S0000C 00003C | 1P+N, 4.5kA, 3A, 500mA | 20.445
143 | HIRO40 1NG8S0000C 00005C | 1P+N, 4.5kA, 5A, 500mA | 20.445
144 | HIRO40 1NG8S0000C 00006C | 1P+N, 4.5kA, 6A, 500mA | 20.445
145 | HIRO40 1NG8S0000C 00010C | 1P+N, 4.5kA, 10A, 500mA | 20.445
146 | HIRO40 1NG8S0000C 00016C | 1P+N, 4.5kA, 16A, 500mA | 20.445
147 | HIRO40 1NG8S0000C 00020C | 1P+N, 4.5kA, 20A, 500mA | 20.445
148 | HIRO40 1NG8S0000C 00025C | 1P+N, 4.5kA, 25A, 500mA | 20.445
149 | HIRO40 1NG8S0000C 00032C | 1P+N, 4.5kA, 32A, 500mA | 20.445
150 | HIRO40 1NG8S0000C 00040C | 1P+N, 4.5kA, 40A, 500mA | 20.445
B-2. Дифференциальный автоматический выключатель, B Curve, AC Type
151 | HIRO40 1NG2S0000C 00001B | 1P+N, 4.5kA, 1A, 10mA | 20.445
152 | HIRO40 1NG2S0000C 00003B | 1P+N, 4.5kA, 3A, 10mA | 20.445
153 | HIRO40 1NG2S0000C 00005B | 1P+N, 4.5kA, 5A, 10mA | 20.445
154 | HIRO40 1NG2S0000C 00006B | 1P+N, 4.5kA, 6A, 10mA | 20.445
155 | HIRO40 1NG2S0000C 00010B | 1P+N, 4.5kA, 10A, 10mA | 20.445
156 | HIRO40 1NG2S0000C 00016B | 1P+N, 4.5kA, 16A, 10mA | 20.445
157 | HIRO40 1NG2S0000C 00020B | 1P+N, 4.5kA, 20A, 10mA | 20.445
158 | HIRO40 1NG2S0000C 00025B | 1P+N, 4.5kA, 25A, 10mA | 20.445
159 | HIRO40 1NG2S0000C 00032B | 1P+N, 4.5kA, 32A, 10mA | 20.445
160 | HIRO40 1NG2S0000C 00040B | 1P+N, 4.5kA, 40A, 10mA | 20.445
161 | HIRO40 1NG4S0000C 00001B | 1P+N, 4.5kA, 1A, 30mA | 20.445
162 | HIRO40 1NG4S0000C 00003B | 1P+N, 4.5kA, 3A, 30mA | 20.445
163 | HIRO40 1NG4S0000C 00005B | 1P+N, 4.5kA, 5A, 30mA | 20.445
164 | HIRO40 1NG4S0000C 00006B | 1P+N, 4.5kA, 6A, 30mA | 20.445
165 | HIRO40 1NG4S0000C 00010B | 1P+N, 4.5kA, 10A, 30mA | 20.445
166 | HIRO40 1NG4S0000C 00016B | 1P+N, 4.5kA, 16A, 30mA | 20.445
167 | HIRO40 1NG4S0000C 00020B | 1P+N, 4.5kA, 20A, 30mA | 20.445
168 | HIRO40 1NG4S0000C 00025B | 1P+N, 4.5kA, 25A, 30mA | 20.445
169 | HIRO40 1NG4S0000C 00032B | 1P+N, 4.5kA, 32A, 30mA | 20.445
170 | HIRO40 1NG4S0000C 00040B | 1P+N, 4.5kA, 40A, 30mA | 20.445
171 | HIRO40 1NG5S0000C 00001B | 1P+N, 4.5kA, 1A, 100mA | 20.445
172 | HIRO40 1NG5S0000C 00003B | 1P+N, 4.5kA, 3A, 100mA | 20.445
173 | HIRO40 1NG5S0000C 00005B | 1P+N, 4.5kA, 5A, 100mA | 20.445
174 | HIRO40 1NG5S0000C 00006B | 1P+N, 4.5kA, 6A, 100mA | 20.445
175 | HIRO40 1NG5S0000C 00010B | 1P+N, 4.5kA, 10A, 100mA | 20.445
176 | HIRO40 1NG5S0000C 00016B | 1P+N, 4.5kA, 16A, 100mA | 20.445
177 | HIRO40 1NG5S0000C 00020B | 1P+N, 4.5kA, 20A, 100mA | 20.445
178 | HIRO40 1NG5S0000C 00025B | 1P+N, 4.5kA, 25A, 100mA | 20.445
179 | HIRO40 1NG5S0000C 00032B | 1P+N, 4.5kA, 32A, 100mA | 20.445
180 | HIRO40 1NG5S0000C 00040B | 1P+N, 4.5kA, 40A, 100mA | 20.445
181 | HIRO40 1NG7S0000C 00001B | 1P+N, 4.5kA, 1A, 300mA | 20.445
182 | HIRO40 1NG7S0000C 00003B | 1P+N, 4.5kA, 3A, 300mA | 20.445
183 | HIRO40 1NG7S0000C 00005B | 1P+N, 4.5kA, 5A, 300mA | 20.445
184 | HIRO40 1NG7S0000C 00006B | 1P+N, 4.5kA, 6A, 300mA | 20.445
185 | HIRO40 1NG7S0000C 00010B | 1P+N, 4.5kA, 10A, 300mA | 20.445
186 | HIRO40 1NG7S0000C 00016B | 1P+N, 4.5kA, 16A, 300mA | 20.445
187 | HIRO40 1NG7S0000C 00020B | 1P+N, 4.5kA, 20A, 300mA | 20.445
188 | HIRO40 1NG7S0000C 00025B | 1P+N, 4.5kA, 25A, 300mA | 20.445
189 | HIRO40 1NG7S0000C 00032B | 1P+N, 4.5kA, 32A, 300mA | 20.445
190 | HIRO40 1NG7S0000C 00040B | 1P+N, 4.5kA, 40A, 300mA | 20.445
191 | HIRO40 1NG8S0000C 00001B | 1P+N, 4.5kA, 1A, 500mA | 20.445
192 | HIRO40 1NG8S0000C 00003B | 1P+N, 4.5kA, 3A, 500mA | 20.445
193 | HIRO40 1NG8S0000C 00005B | 1P+N, 4.5kA, 5A, 500mA | 20.445
194 | HIRO40 1NG8S0000C 00006B | 1P+N, 4.5kA, 6A, 500mA | 20.445
195 | HIRO40 1NG8S0000C 00010B | 1P+N, 4.5kA, 10A, 500mA | 20.445
196 | HIRO40 1NG8S0000C 00016B | 1P+N, 4.5kA, 16A, 500mA | 20.445
197 | HIRO40 1NG8S0000C 00020B | 1P+N, 4.5kA, 20A, 500mA | 20.445
198 | HIRO40 1NG8S0000C 00025B | 1P+N, 4.5kA, 25A, 500mA | 20.445
199 | HIRO40 1NG8S0000C 00032B | 1P+N, 4.5kA, 32A, 500mA | 20.445
200 | HIRO40 1NG8S0000C 00040B | 1P+N, 4.5kA, 40A, 500mA | 20.445
B-3. Дифференциальный автоматический выключатель, D Curve, AC Type
201 | HIRO40 1NG2S0000C 00001D | 1P+N, 4.5kA, 1A, 10mA | 20.445
202 | HIRO40 1NG2S0000C 00003D | 1P+N, 4.5kA, 3A, 10mA | 20.445
203 | HIRO40 1NG2S0000C 00005D | 1P+N, 4.5kA, 5A, 10mA | 20.445
204 | HIRO40 1NG2S0000C 00006D | 1P+N, 4.5kA, 6A, 10mA | 20.445
205 | HIRO40 1NG2S0000C 00010D | 1P+N, 4.5kA, 10A, 10mA | 20.445
206 | HIRO40 1NG2S0000C 00016D | 1P+N, 4.5kA, 16A, 10mA | 20.445
207 | HIRO40 1NG2S0000C 00020D | 1P+N, 4.5kA, 20A, 10mA | 20.445
208 | HIRO40 1NG2S0000C 00025D | 1P+N, 4.5kA, 25A, 10mA | 20.445
209 | HIRO40 1NG2S0000C 00032D | 1P+N, 4.5kA, 32A, 10mA | 20.445
210 | HIRO40 1NG2S0000C 00040D | 1P+N, 4.5kA, 40A, 10mA | 20.445
211 | HIRO40 1NG4S0000C 00001D | 1P+N, 4.5kA, 1A, 30mA | 20.445
212 | HIRO40 1NG4S0000C 00003D | 1P+N, 4.5kA, 3A, 30mA | 20.445
213 | HIRO40 1NG4S0000C 00005D | 1P+N, 4.5kA, 5A, 30mA | 20.445
214 | HIRO40 1NG4S0000C 00006D | 1P+N, 4.5kA, 6A, 30mA | 20.445
215 | HIRO40 1NG4S0000C 00010D | 1P+N, 4.5kA, 10A, 30mA | 20.445
216 | HIRO40 1NG4S0000C 00016D | 1P+N, 4.5kA, 16A, 30mA | 20.445
217 | HIRO40 1NG4S0000C 00020D | 1P+N, 4.5kA, 20A, 30mA | 20.445
218 | HIRO40 1NG4S0000C 00025D | 1P+N, 4.5kA, 25A, 30mA | 20.445
219 | HIRO40 1NG4S0000C 00032D | 1P+N, 4.5kA, 32A, 30mA | 20.445
220 | HIRO40 1NG4S0000C 00040D | 1P+N, 4.5kA, 40A, 30mA | 20.445
221 | HIRO40 1NG5S0000C 00001D | 1P+N, 4.5kA, 1A, 100mA | 20.445
222 | HIRO40 1NG5S0000C 00003D | 1P+N, 4.5kA, 3A, 100mA | 20.445
223 | HIRO40 1NG5S0000C 00005D | 1P+N, 4.5kA, 5A, 100mA | 20.445
224 | HIRO40 1NG5S0000C 00006D | 1P+N, 4.5kA, 6A, 100mA | 20.445
225 | HIRO40 1NG5S0000C 00010D | 1P+N, 4.5kA, 10A, 100mA | 20.445
226 | HIRO40 1NG5S0000C 00016D | 1P+N, 4.5kA, 16A, 100mA | 20.445
227 | HIRO40 1NG5S0000C 00020D | 1P+N, 4.5kA, 20A, 100mA | 20.445
228 | HIRO40 1NG5S0000C 00025D | 1P+N, 4.5kA, 25A, 100mA | 20.445
229 | HIRO40 1NG5S0000C 00032D | 1P+N, 4.5kA, 32A, 100mA | 20.445
230 | HIRO40 1NG5S0000C 00040D | 1P+N, 4.5kA, 40A, 100mA | 20.445
231 | HIRO40 1NG7S0000C 00001D | 1P+N, 4.5kA, 1A, 300mA | 20.445
232 | HIRO40 1NG7S0000C 00003D | 1P+N, 4.5kA, 3A, 300mA | 20.445
233 | HIRO40 1NG7S0000C 00005D | 1P+N, 4.5kA, 5A, 300mA | 20.445
234 | HIRO40 1NG7S0000C 00006D | 1P+N, 4.5kA, 6A, 300mA | 20.445
235 | HIRO40 1NG7S0000C 00010D | 1P+N, 4.5kA, 10A, 300mA | 20.445
236 | HIRO40 1NG7S0000C 00016D | 1P+N, 4.5kA, 16A, 300mA | 20.445
237 | HIRO40 1NG7S0000C 00020D | 1P+N, 4.5kA, 20A, 300mA | 20.445
238 | HIRO40 1NG7S0000C 00025D | 1P+N, 4.5kA, 25A, 300mA | 20.445
239 | HIRO40 1NG7S0000C 00032D | 1P+N, 4.5kA, 32A, 300mA | 20.445
240 | HIRO40 1NG7S0000C 00040D | 1P+N, 4.5kA, 40A, 300mA | 20.445
241 | HIRO40 1NG8S0000C 00001D | 1P+N, 4.5kA, 1A, 500mA | 20.445
242 | HIRO40 1NG8S0000C 00003D | 1P+N, 4.5kA, 3A, 500mA | 20.445
243 | HIRO40 1NG8S0000C 00005D | 1P+N, 4.5kA, 5A, 500mA | 20.445
244 | HIRO40 1NG8S0000C 00006D | 1P+N, 4.5kA, 6A, 500mA | 20.445
245 | HIRO40 1NG8S0000C 00010D | 1P+N, 4.5kA, 10A, 500mA | 20.445
246 | HIRO40 1NG8S0000C 00016D | 1P+N, 4.5kA, 16A, 500mA | 20.445
247 | HIRO40 1NG8S0000C 00020D | 1P+N, 4.5kA, 20A, 500mA | 20.445
248 | HIRO40 1NG8S0000C 00025D | 1P+N, 4.5kA, 25A, 500mA | 20.445
249 | HIRO40 1NG8S0000C 00032D | 1P+N, 4.5kA, 32A, 500mA | 20.445
250 | HIRO40 1NG8S0000C 00040D | 1P+N, 4.5kA, 40A, 500mA | 20.445

## Преобразователи частоты
Inverters - PRICE LIST
ООО "Техноэлектро", тел.: +38 (057) 780-26-94
Модель | Номинальный выходной ток, А | Номинальная выходная мощность, кВт | Цена USD c НДС
Однофазные векторные частотные преобразователи - серия N700E … SF
Входное напряжение: 1ф 200-240В±10%, 50/60Гц±5%; выходное напряжение: 3ф 200-240В
N700E-004SF | 3 | 0.4 | 237.12
N700E-007SF | 5 | 0.7 | 270.1
N700E-015SF | 7 | 1.5 | 292.9
N700E-022SF | 11 | 2.2 | 318.82
Маломощные трехфазные векторные частотные преобразователи – серия N700E … HF
Входное напряжение: 3ф 380-480В±10%, 50/60Гц±5%; выходное напряжение: 3ф 380-480В
N700E-004HF | 1.8 | 0.4 | 305.16
N700E-007HF | 3.4 | 0.7 | 332.01
N700E-015HF | 4.8 | 1.5 | 381.02
N700E-022HF | 7.2 | 2.2 | 417.31
N700E-037HF | 9.2 | 3.7 | 430.27
Трехфазные векторные частотные преобразователи с двойной мощностью – серия N700E…HF/…HFP
Входное напряжение: 3ф 380-480В±10%, 50/60Гц±5%; выходное напряжение: 3ф 380-480В
N700E-055HF/075HFP | 12/15 | 5,5/7,5 | 816.48
N700E-075HF/110HFP | 16/22 | 7,5/11 | 949.12
N700E-110HF/150HFP | 23/29 | 11/15 | 1201.12
N700E-150HF/185HFP | 32/37 | 15/18,5 | 1380.17
N700E-185HF/220HFP | 38/43 | 18,5/22 | 1685
N700E-220HF/300HFP | 45/57 | 22/30 | 1930.2
N700E-300HF/370HFP | 58/70 | 30/37 | 2810.55
N700E-370HF/450HFP | 75/85 | 37/45 | 3350.12
N700E-450HF/550HFP | 90/105 | 45/55 | 3750.11
N700E-550HF/750HFP | 110/135 | 55/75 | 4932.12
N700E-750HF/900HFP | 149/160 | 75/90 | 6253.11
N700E-900HF/1100HFP | 176/195 | 90/110 | 7410.65
N700E-1100HF/1320HFP | 217/230 | 110/132 | 8229.6
N700E-1320HF/1600HFP | 260/285 | 132/160 | 9559.92
N700E-1600HF/2000HFP | 300/370 | 160/200 | 16500
N700E-2200HF/2500HFP | 415/450 | 220/250 | 17982
N700E-2800HF/3200HFP | 525/600 | 280/320 | 23560
N700E-3500HF/3750HFP | 656/680 | 350/375 | 27638.5
Промышленные векторные частотные преобразователи для тяжелых нагрузок - серия N700 … HF
Входное напряжение: 3ф 380-480В±10%, 50/60Гц±5%; выходное напряжение: 3ф 380-480В
N700-055HF | 12 | 5.5 | 1155.23
N700-075HF | 16 | 7.5 | 1255.1
N700-110HF | 23 | 11 | 1338.12
N700-150HF | 32 | 15 | 2037.31
N700-185HF | 38 | 18.5 | 2181.23
N700-220HF | 48 | 22 | 2298.96
N700-300HF | 58 | 30 | 3349.12
N700-370HF | 75 | 37 | 3798.3
N700-450HF | 90 | 45 | 4118.68
N700-550HF | 110 | 55 | 4979.23
N700-750HF | 149 | 75 | 6428.16
N700-900HF | 176 | 90 | 7820.1
N700-1100HF | 217 | 110 | 9350.22
N700-1320HF | 260 | 132 | 11230.04